## Sheet1
PART NUMBER | ITEM GENERAL DESCRIPTION | ITEM DETAILED DESCRIPTION | UNIT WEIGHT (GRAMS) | UNIT LIST PRICE
101-015 | Dial Test Indicator Contact Point | Ratchet Style Mount, Ø.015" Carbide Ball X .472" Long. | 0.3 | 29.75
101-015R | Dial Test Indicator Contact Point | Ratchet Style Mount, Ø.0156" Ruby Ball X .472" Long. | 0.3 | 73.5
101-031 | Dial Test Indicator Contact Point | Ratchet Style Mount, Ø.031" Carbide Ball X .472" Long. | 0.3 | 26
101-031R | Dial Test Indicator Contact Point | Ratchet Style Mount, Ø.031" Ruby Ball X .472" Long. | 0.3 | 69.75
101-062 | Dial Test Indicator Contact Point | Ratchet Style Mount, Ø.062" Carbide Ball X .472" Long. | 0.4 | 26
101-062R | Dial Test Indicator Contact Point | Ratchet Style Mount, Ø.062" Ruby Ball X .472" Long. | 0.4 | 69.75
101-100 | Dial Test Indicator Contact Point | Ratchet Style Mount, Ø.100" Carbide Ball X .472" Long. | 0.5 | 26
101-100R | Dial Test Indicator Contact Point | Ratchet Style Mount, Ø2.5mm Ruby Ball X .472" Long. | 0.5 | 69.75
102-006 | Dial Test Indicator Contact Point | M1.7 Thds, Ø.006" Carbide Ball X .547" Long. | 0.3 | 30.5
102-008 | Dial Test Indicator Contact Point | M1.7 Thds, Ø.008" Carbide Ball X .547" Long. | 0.3 | 27.25
102-015 | Dial Test Indicator Contact Point | M1.7 Thds, Ø.015" Carbide Ball X .547" Long. | 0.3 | 22.25
102-015R | Dial Test Indicator Contact Point | M1.7 Thds, Ø.0156" Ruby Ball X .547" Long. | 0.3 | 68.25
102-031 | Dial Test Indicator Contact Point | M1.7 Thds, Ø.031" Carbide Ball X .547" Long. | 0.3 | 19
102-031R | Dial Test Indicator Contact Point | M1.7 Thds, Ø.031" Ruby Ball X .547" Long. | 0.3 | 28.5
102-040 | Dial Test Indicator Contact Point | M1.7 Thds, Ø1.0mm Carbide Ball X .547" Long. | 0.3 | 19
102-040R | Dial Test Indicator Contact Point | M1.7 Thds, Ø1.0mm Ruby Ball X .547" Long. | 0.3 | 28.5
102-060 | Dial Test Indicator Contact Point | M1.7 Thds, Ø1.5mm Carbide Ball X .547" Long. | 0.3 | 19
102-062 | Dial Test Indicator Contact Point | M1.7 Thds, Ø.062" Carbide Ball X .547" Long. | 0.3 | 19
102-062R | Dial Test Indicator Contact Point | M1.7 Thds, Ø.062" Ruby Ball X .547" Long. | 0.3 | 28.5
102-080 | Dial Test Indicator Contact Point | M1.7 Thds, Ø2.0mm Carbide Ball X .547" Long. | 0.3 | 19
102-080R | Dial Test Indicator Contact Point | M1.7 Thds, Ø2.0mm Ruby Ball X .547" Long. | 0.3 | 28.5
102-100 | Dial Test Indicator Contact Point | M1.7 Thds, Ø.100" Carbide Ball X .547" Long. | 0.4 | 19
102-100R | Dial Test Indicator Contact Point | M1.7 Thds, Ø2.5mm Ruby Ball X .547" Long. | 0.3 | 28.5
103-008 | Dial Test Indicator Contact Point | M1.7 Thds, Ø.008" Carbide Ball X .512" Long. | 0.2 | 27.25
103-010 | Dial Test Indicator Contact Point | M1.7 Thds, Ø.010" Carbide Ball X .512" Long. | 0.2 | 27.25
103-015 | Dial Test Indicator Contact Point | M1.7 Thds, Ø.015" Carbide Ball X .512" Long. | 0.2 | 22.25
103-015R | Dial Test Indicator Contact Point | M1.7 Thds, Ø.0156" Ruby Ball X .512" Long. | 0.2 | 68.25
103-031 | Dial Test Indicator Contact Point | M1.7 Thds, Ø.031" Carbide Ball X .512" Long. | 0.2 | 19
103-031R | Dial Test Indicator Contact Point | M1.7 Thds, Ø.031" Ruby Ball X .512" Long. | 0.2 | 28.5
103-040 | Dial Test Indicator Contact Point | M1.7 Thds, Ø1.0mm Carbide Ball X .512" Long. | 0.3 | 19
103-040R | Dial Test Indicator Contact Point | M1.7 Thds, Ø1.0mm Ruby Ball X .512" Long. | 0.3 | 28.5
103-062 | Dial Test Indicator Contact Point | M1.7 Thds, Ø.062" Carbide Ball X .512" Long. | 0.3 | 19
103-062R | Dial Test Indicator Contact Point | M1.7 Thds, Ø.062" Ruby Ball X .512" Long. | 0.3 | 28.5
103-080 | Dial Test Indicator Contact Point | M1.7 Thds, Ø2.0mm Carbide Ball X .512" Long. | 0.3 | 19
103-080R | Dial Test Indicator Contact Point | M1.7 Thds, Ø2.0mm Ruby Ball X .512" Long. | 0.3 | 28.5
103-100 | Dial Test Indicator Contact Point | M1.7 Thds, Ø.100" Carbide Ball X .512" Long. | 0.4 | 19
103-100R | Dial Test Indicator Contact Point | M1.7 Thds, Ø2.5mm Ruby Ball X .512" Long. | 0.3 | 28.5
104-015 | Dial Test Indicator Contact Point | M1.7 Thds, Ø.015" Carbide Ball X 1.500" Long. | 0.6 | 24.75
104-015R | Dial Test Indicator Contact Point | M1.7 Thds, Ø.0156" Ruby Ball X 1.500" Long. | 0.6 | 68.25
104-031 | Dial Test Indicator Contact Point | M1.7 Thds, Ø.031" Carbide Ball X 1.500" Long. | 0.6 | 21
104-031R | Dial Test Indicator Contact Point | M1.7 Thds, Ø.031" Ruby Ball X 1.500" Long. | 0.6 | 28.5
104-040 | Dial Test Indicator Contact Point | M1.7 Thds, Ø1.0mm Carbide Ball X 1.500" Long. | 0.5 | 21
104-040R | Dial Test Indicator Contact Point | M1.7 Thds, Ø1.0mm Ruby Ball X 1.500" Long. | 0.5 | 28.5
104-062 | Dial Test Indicator Contact Point | M1.7 Thds, Ø.062" Carbide Ball X 1.500" Long. | 0.7 | 21
104-062R | Dial Test Indicator Contact Point | M1.7 Thds, Ø.062" Ruby Ball X 1.500" Long. | 0.6 | 28.5
104-080 | Dial Test Indicator Contact Point | M1.7 Thds, Ø2.0mm Carbide Ball X 1.500" Long. | 0.7 | 21
104-080R | Dial Test Indicator Contact Point | M1.7 Thds, Ø2.0mm Ruby Ball X 1.500" Long. | 0.6 | 28.5
104-100 | Dial Test Indicator Contact Point | M1.7 Thds, Ø.100" Carbide Ball X 1.500" Long. | 0.8 | 21
104-100R | Dial Test Indicator Contact Point | M1.7 Thds, Ø2.5mm Ruby Ball X 1.500" Long. | 0.7 | 28.5
105-015 | Dial Test Indicator Contact Point | M1.7 Thds, Ø.015" Carbide Ball X 1.170" Long. | 0.5 | 24.75
105-015R | Dial Test Indicator Contact Point | M1.7 Thds, Ø.0156" Ruby Ball X 1.170" Long. | 0.5 | 68.25
105-031 | Dial Test Indicator Contact Point | M1.7 Thds, Ø.031" Carbide Ball X 1.170" Long. | 0.4 | 21
105-031R | Dial Test Indicator Contact Point | M1.7 Thds, Ø.031" Ruby Ball X 1.170" Long. | 0.4 | 28.5
105-040 | Dial Test Indicator Contact Point | M1.7 Thds, Ø1.0mm Carbide Ball X 1.170" Long. | 0.4 | 21
105-040R | Dial Test Indicator Contact Point | M1.7 Thds, Ø1.0mm Ruby Ball X 1.170" Long. | 0.4 | 28.5
105-062 | Dial Test Indicator Contact Point | M1.7 Thds, Ø.062" Carbide Ball X 1.170" Long. | 0.5 | 21
105-062R | Dial Test Indicator Contact Point | M1.7 Thds, Ø.062" Ruby Ball X 1.170" Long. | 0.5 | 28.5
105-080 | Dial Test Indicator Contact Point | M1.7 Thds, Ø2.0mm Carbide Ball X 1.170" Long. | 0.6 | 21
105-080R | Dial Test Indicator Contact Point | M1.7 Thds, Ø2.0mm Ruby Ball X 1.170" Long. | 0.5 | 28.5
105-100 | Dial Test Indicator Contact Point | M1.7 Thds, Ø.100" Carbide Ball X 1.170" Long. | 0.6 | 21
105-100R | Dial Test Indicator Contact Point | M1.7 Thds, Ø2.5mm Ruby Ball X 1.170" Long. | 0.6 | 28.5
106-015 | Dial Test Indicator Contact Point | 1-72 Thds, Ø.015" Carbide Ball X .190" Long. | 0.2 | 23.5
106-015R | Dial Test Indicator Contact Point | 1-72 Thds, Ø.0156" Ruby Ball X .190" Long. | 0.2 | 68.25
106-031 | Dial Test Indicator Contact Point | 1-72 Thds, Ø.031" Carbide Ball X .190" Long. | 0.2 | 19.75
106-031R | Dial Test Indicator Contact Point | 1-72 Thds, Ø.031" Ruby Ball X .190" Long. | 0.2 | 28.5
106-040 | Dial Test Indicator Contact Point | 1-72 Thds, Ø1.0mm Carbide Ball X .190" Long. | 0.2 | 19.75
106-040R | Dial Test Indicator Contact Point | 1-72 Thds, Ø1.0mm Ruby Ball X .190" Long. | 0.2 | 28.5
106-062 | Dial Test Indicator Contact Point | 1-72 Thds, Ø.062" Carbide Ball X .190" Long. | 0.2 | 19.75
106-062R | Dial Test Indicator Contact Point | 1-72 Thds, Ø.062" Ruby Ball X .190" Long. | 0.2 | 28.5
106-080 | Dial Test Indicator Contact Point | 1-72 Thds, Ø2.0mm Carbide Ball X .190" Long. | 0.2 | 19.75
106-080R | Dial Test Indicator Contact Point | 1-72 Thds, Ø2.0mm Ruby Ball X .190" Long. | 0.2 | 28.5
106-100 | Dial Test Indicator Contact Point | 1-72 Thds, Ø.100" Carbide Ball X .190" Long. | 0.3 | 19.75
106-100R | Dial Test Indicator Contact Point | 1-72 Thds, Ø2.5mm Ruby Ball X .190" Long. | 0.2 | 28.5
107-006 | Dial Test Indicator Contact Point | M1.4 Thds, Ø.006" Carbide Ball X .245" Long. | 0.1 | 28.5
107-008 | Dial Test Indicator Contact Point | M1.4 Thds, Ø.008" Carbide Ball X .245" Long. | 0.1 | 25.5
107-015 | Dial Test Indicator Contact Point | M1.4 Thds, Ø.015" Carbide Ball X .245" Long. | 0.1 | 21
107-015R | Dial Test Indicator Contact Point | M1.4 Thds, Ø.0156" Ruby Ball X .245" Long. | 0.1 | 68.25
107-031 | Dial Test Indicator Contact Point | M1.4 Thds, Ø.031" Carbide Ball X .245" Long. | 0.1 | 17.25
107-031R | Dial Test Indicator Contact Point | M1.4 Thds, Ø.031" Ruby Ball X .245" Long. | 0.1 | 28.5
107-040 | Dial Test Indicator Contact Point | M1.4 Thds, Ø1.0mm Carbide Ball X .245" Long. | 0.1 | 17.25
107-040R | Dial Test Indicator Contact Point | M1.4 Thds, Ø1.0mm Ruby Ball X .245" Long. | 0.1 | 28.5
107-062 | Dial Test Indicator Contact Point | M1.4 Thds, Ø.062" Carbide Ball X .245" Long. | 0.1 | 17.25
107-062R | Dial Test Indicator Contact Point | M1.4 Thds, Ø.062" Ruby Ball X .245" Long. | 0.1 | 28.5
107-080 | Dial Test Indicator Contact Point | M1.4 Thds, Ø2.0mm Carbide Ball X .245" Long. | 0.2 | 17.25
107-080R | Dial Test Indicator Contact Point | M1.4 Thds, Ø2.0mm Ruby Ball X .245" Long. | 0.1 | 28.5
107-100 | Dial Test Indicator Contact Point | M1.4 Thds, Ø.100" Carbide Ball X .245" Long. | 0.2 | 17.25
107-100R | Dial Test Indicator Contact Point | M1.4 Thds, Ø2.5mm Ruby Ball X .245" Long. | 0.1 | 28.5
107-120 | Dial Test Indicator Contact Point | M1.4 Thds, Ø3.0mm Carbide Ball X .245" Long. | 0.3 | 17.25
108-005 | Dial Test Indicator Contact Point | M1.4 Thds, Ø.005" Carbide Ball X .494" Long. | 0.2 | 28.5
108-006 | Dial Test Indicator Contact Point | M1.4 Thds, Ø.006" Carbide Ball X .494" Long. | 0.2 | 28.5
108-007 | Dial Test Indicator Contact Point | M1.4 Thds, Ø.007" Carbide Ball X .494" Long. | 0.2 | 28.5
108-008 | Dial Test Indicator Contact Point | M1.4 Thds, Ø.008" Carbide Ball X .494" Long. | 0.2 | 25.5
108-010 | Dial Test Indicator Contact Point | M1.4 Thds, Ø.010" Carbide Ball X .494" Long. | 0.2 | 25.5
108-012 | Dial Test Indicator Contact Point | M1.4 Thds, Ø.012" Carbide Ball X .494" Long. | 0.2 | 25.5
108-015 | Dial Test Indicator Contact Point | M1.4 Thds, Ø.015" Carbide Ball X .494" Long. | 0.2 | 21
108-015HP | Dial Test Indicator Contact Point | Hook Point Style, M1.4 Thds with Locknut for Tip Orientation, Ø.015" Carbide Ball X .494" Long X .250" Drop Length | 0.3 | 60
108-015R | Dial Test Indicator Contact Point | M1.4 Thds, Ø.0156" Ruby Ball X .494" Long. | 0.2 | 68.25
108-015RHP | Dial Test Indicator Contact Point | Hook Point Style, M1.4 Thds with Locknut for Tip Orientation, Ø.0156" Ruby Ball X .494" Long X .250" Drop Length | 0.3 | 107
108-016 | Dial Test Indicator Contact Point | M1.4 Thds, Ø.016" Carbide Ball X .494" Long. | 0.2 | 25.5
108-020 | Dial Test Indicator Contact Point | M1.4 Thds, Ø.020" Carbide Ball X .494" Long. | 0.2 | 25.5
108-025 | Dial Test Indicator Contact Point | M1.4 Thds, Ø.025" Carbide Ball X .494" Long. | 0.2 | 25.5
108-025R | Dial Test Indicator Contact Point | M1.4 Thds, Ø.025" Ruby Cylinder with Hemispherical Radius Tip X .494" Long. | 0.2 | 67.5
108-031 | Dial Test Indicator Contact Point | M1.4 Thds, Ø.031" Carbide Ball X .494" Long. | 0.2 | 17.25
108-031HP | Dial Test Indicator Contact Point | Hook Point Style, M1.4 Thds with Locknut for Tip Orientation, Ø.031" Carbide Ball X .494" Long X .250" Drop Length | 0.4 | 56.25
108-031R | Dial Test Indicator Contact Point | M1.4 Thds, Ø.031" Ruby Ball X .494" Long. | 0.2 | 28.5
108-031RHP | Dial Test Indicator Contact Point | Hook Point Style, M1.4 Thds with Locknut for Tip Orientation, Ø.031" Ruby Ball X .494" Long X .250" Drop Length | 0.3 | 68
108-040 | Dial Test Indicator Contact Point | M1.4 Thds, Ø1.0mm Carbide Ball X .494" Long. | 0.2 | 17.25
108-040R | Dial Test Indicator Contact Point | M1.4 Thds, Ø1.0mm Ruby Ball X .494" Long. | 0.2 | 28.5
108-060 | Dial Test Indicator Contact Point | M1.4 Thds, Ø1.5mm Carbide Ball X .494" Long. | 0.2 | 17.25
108-060R | Dial Test Indicator Contact Point | M1.4 Thds, Ø1.5mm Ruby Ball X .494" Long. | 0.2 | 28.5
108-062 | Dial Test Indicator Contact Point | M1.4 Thds, Ø.062" Carbide Ball X .494" Long. | 0.2 | 17.25
108-062D | Dial Test Indicator Contact Point | Plastic Tipped, Non Marring, Indicator Tip; M1.4 Thds, Ø.062" Delrin Ball X .494" Long. | 0.2 | 33.75
108-062HP | Dial Test Indicator Contact Point | Hook Point Style, M1.4 Thds with Locknut for Tip Orientation, Ø.062" Carbide Ball X .494" Long X .250" Drop Length | 0.4 | 56.25
108-062R | Dial Test Indicator Contact Point | M1.4 Thds, Ø.062" Ruby Ball X .494" Long. | 0.2 | 28.5
108-062RHP | Dial Test Indicator Contact Point | Hook Point Style, M1.4 Thds with Locknut for Tip Orientation, Ø.062" Ruby Ball X .494" Long X .250" Drop Length | 0.4 | 68
108-080 | Dial Test Indicator Contact Point | M1.4 Thds, Ø2.0mm Carbide Ball X .494" Long. | 0.2 | 17.25
108-080R | Dial Test Indicator Contact Point | M1.4 Thds, Ø2.0mm Ruby Ball X .494" Long. | 0.2 | 28.5
108-100 | Dial Test Indicator Contact Point | M1.4 Thds, Ø.100" Carbide Ball X .494" Long. | 0.3 | 17.25
108-100R | Dial Test Indicator Contact Point | M1.4 Thds, Ø2.5mm Ruby Ball X .494" Long. | 0.2 | 28.5
108-120 | Dial Test Indicator Contact Point | M1.4 Thds, Ø3.0mm Carbide Ball X .494" Long. | 0.4 | 17.25
109-006 | Dial Test Indicator Contact Point | M1.4 Thds, Ø.006" Carbide Ball X 1.437" Long. | 0.5 | 30.5
109-008 | Dial Test Indicator Contact Point | M1.4 Thds, Ø.008" Carbide Ball X 1.437" Long. | 0.5 | 27.25
109-010 | Dial Test Indicator Contact Point | M1.4 Thds, Ø.010" Carbide Ball X 1.437" Long. | 0.5 | 27.25
109-012 | Dial Test Indicator Contact Point | M1.4 Thds, Ø.012" Carbide Ball X 1.437" Long. | 0.5 | 27.25
109-015 | Dial Test Indicator Contact Point | M1.4 Thds, Ø.015" Carbide Ball X 1.437" Long. | 0.5 | 22.25
109-015R | Dial Test Indicator Contact Point | M1.4 Thds, Ø.0156" Ruby Ball X 1.437" Long. | 0.5 | 68.25
109-020 | Dial Test Indicator Contact Point | M1.4 Thds, Ø.020" Carbide Ball X 1.437" Long. | 0.5 | 27.25
109-031 | Dial Test Indicator Contact Point | M1.4 Thds, Ø.031" Carbide Ball X 1.437" Long. | 0.5 | 19
109-031R | Dial Test Indicator Contact Point | M1.4 Thds, Ø.031" Ruby Ball X 1.437" Long. | 0.5 | 28.5
109-040 | Dial Test Indicator Contact Point | M1.4 Thds, Ø1.0mm Carbide Ball X 1.437" Long. | 0.5 | 19
109-040R | Dial Test Indicator Contact Point | M1.4 Thds, Ø1.0mm Ruby Ball X 1.437" Long. | 0.5 | 28.5
109-060 | Dial Test Indicator Contact Point | M1.4 Thds, Ø1.5mm Carbide Ball X 1.437" Long. | 0.5 | 19
109-060R | Dial Test Indicator Contact Point | M1.4 Thds, Ø1.5mm Ruby Ball X 1.437" Long. | 0.5 | 28.5
109-062 | Dial Test Indicator Contact Point | M1.4 Thds, Ø.062" Carbide Ball X 1.437" Long. | 0.5 | 19
109-062D | Dial Test Indicator Contact Point | Plastic Tipped, Non Marring, Indicator Tip; M1.4 Thds, Ø.062" Delrin Ball X 1.437" Long. | 0.5 | 33.75
109-062R | Dial Test Indicator Contact Point | M1.4 Thds, Ø.062" Ruby Ball X 1.437" Long. | 0.5 | 28.5
109-080 | Dial Test Indicator Contact Point | M1.4 Thds, Ø2.0mm Carbide Ball X 1.437" Long. | 0.6 | 19
109-080R | Dial Test Indicator Contact Point | M1.4 Thds, Ø2.0mm Ruby Ball X 1.437" Long. | 0.6 | 28.5
109-100 | Dial Test Indicator Contact Point | M1.4 Thds, Ø.100" Carbide Ball X 1.437" Long. | 0.7 | 19
109-100R | Dial Test Indicator Contact Point | M1.4 Thds, Ø2.5mm Ruby Ball X 1.437" Long. | 0.6 | 28.5
109-120 | Dial Test Indicator Contact Point | M1.4 Thds, Ø3.0mm Carbide Ball X 1.437" Long. | 0.8 | 19
110-015 | Dial Test Indicator Contact Point | Ratchet Style Mount, Ø.015" Carbide Ball X .331" Long. | 0.2 | 29.75
110-015R | Dial Test Indicator Contact Point | Ratchet Style Mount, Ø.0156" Ruby Ball X .331" Long. | 0.2 | 73.5
110-031 | Dial Test Indicator Contact Point | Ratchet Style Mount, Ø.031" Carbide Ball X .331" Long. | 0.2 | 26
110-031R | Dial Test Indicator Contact Point | Ratchet Style Mount, Ø.031" Ruby Ball X .331" Long. | 0.2 | 69.75
110-062 | Dial Test Indicator Contact Point | Ratchet Style Mount, Ø.062" Carbide Ball X .331" Long. | 0.2 | 26
110-062R | Dial Test Indicator Contact Point | Ratchet Style Mount, Ø.062" Ruby Ball X .331" Long. | 0.2 | 69.75
110-100 | Dial Test Indicator Contact Point | Ratchet Style Mount, Ø.100" Carbide Ball X .331" Long. | 0.3 | 26
110-100R | Dial Test Indicator Contact Point | Ratchet Style Mount, Ø2.5mm Ruby Ball X .331" Long. | 0.2 | 69.75
111-015 | Dial Test Indicator Contact Point | Ratchet Style Mount, Ø.015" Carbide Ball X .398" Long. | 0.2 | 29.75
111-015R | Dial Test Indicator Contact Point | Ratchet Style Mount, Ø.0156" Ruby Ball X .398" Long. | 0.2 | 73.5
111-020 | Dial Test Indicator Contact Point | Ratchet Style Mount, Ø.020" Carbide Ball X .398" Long. | 0.2 | 33.75
111-031 | Dial Test Indicator Contact Point | Ratchet Style Mount, Ø.031" Carbide Ball X .398" Long. | 0.2 | 26
111-031R | Dial Test Indicator Contact Point | Ratchet Style Mount, Ø.031" Ruby Ball X .398" Long. | 0.2 | 69.75
111-040 | Dial Test Indicator Contact Point | Ratchet Style Mount, Ø1.0mm Carbide Ball X .398" Long. | 0.2 | 26
111-060 | Dial Test Indicator Contact Point | Ratchet Style Mount, Ø1.5mm Carbide Ball X .398" Long. | 0.2 | 26
111-062 | Dial Test Indicator Contact Point | Ratchet Style Mount, Ø.062" Carbide Ball X .398" Long. | 0.2 | 26
111-062R | Dial Test Indicator Contact Point | Ratchet Style Mount, Ø.062" Ruby Ball X .398" Long. | 0.2 | 69.75
111-080 | Dial Test Indicator Contact Point | Ratchet Style Mount, Ø2.0mm Carbide Ball X .398" Long. | 0.3 | 26
111-100 | Dial Test Indicator Contact Point | Ratchet Style Mount, Ø.100" Carbide Ball X .398" Long. | 0.4 | 26
111-100R | Dial Test Indicator Contact Point | Ratchet Style Mount, Ø2.5mm Ruby Ball X .398" Long. | 0.3 | 69.75
112-015 | Dial Test Indicator Contact Point | Ratchet Style Mount, Ø.015" Carbide Ball X 1.660" Long. | 0.7 | 32.75
112-015R | Dial Test Indicator Contact Point | Ratchet Style Mount, Ø.0156" Ruby Ball X 1.660" Long. | 0.7 | 73.5
112-031 | Dial Test Indicator Contact Point | Ratchet Style Mount, Ø.031" Carbide Ball X 1.660" Long. | 0.7 | 28.5
112-031R | Dial Test Indicator Contact Point | Ratchet Style Mount, Ø.031" Ruby Ball X 1.660" Long. | 0.6 | 69.75
112-062 | Dial Test Indicator Contact Point | Ratchet Style Mount, Ø.062" Carbide Ball X 1.660" Long. | 0.8 | 28.5
112-062R | Dial Test Indicator Contact Point | Ratchet Style Mount, Ø.062" Ruby Ball X 1.660" Long. | 0.7 | 69.75
112-100 | Dial Test Indicator Contact Point | Ratchet Style Mount, Ø.100" Carbide Ball X 1.660" Long. | 1 | 28.5
112-100R | Dial Test Indicator Contact Point | Ratchet Style Mount, Ø2.5mm Ruby Ball X 1.660" Long. | 0.9 | 69.75
113-015 | Dial Test Indicator Contact Point | Ratchet Style Mount, Ø.015" Carbide Ball X .306" Long. | 0.2 | 29.75
113-015R | Dial Test Indicator Contact Point | Ratchet Style Mount, Ø.0156" Ruby Ball X .306" Long. | 0.2 | 73.5
113-031 | Dial Test Indicator Contact Point | Ratchet Style Mount, Ø.031" Carbide Ball X .306" Long. | 0.2 | 26
113-031R | Dial Test Indicator Contact Point | Ratchet Style Mount, Ø.031" Ruby Ball X .306" Long. | 0.2 | 69.75
113-062 | Dial Test Indicator Contact Point | Ratchet Style Mount, Ø.062" Carbide Ball X .306" Long. | 0.3 | 26
113-062R | Dial Test Indicator Contact Point | Ratchet Style Mount, Ø.062" Ruby Ball X .306" Long. | 0.3 | 69.75
113-100 | Dial Test Indicator Contact Point | Ratchet Style Mount, Ø.100" Carbide Ball X .306" Long. | 0.4 | 26
113-100R | Dial Test Indicator Contact Point | Ratchet Style Mount, Ø2.5mm Ruby Ball X .306" Long. | 0.3 | 69.75
114-015 | Dial Test Indicator Contact Point | Ratchet Style Mount, Ø.015" Carbide Ball X .375" Long. | 0.3 | 29.75
114-015R | Dial Test Indicator Contact Point | Ratchet Style Mount, Ø.0156" Ruby Ball X .375" Long. | 0.3 | 73.5
114-031 | Dial Test Indicator Contact Point | Ratchet Style Mount, Ø.031" Carbide Ball X .375" Long. | 0.3 | 26
114-031R | Dial Test Indicator Contact Point | Ratchet Style Mount, Ø.031" Ruby Ball X .375" Long. | 0.3 | 69.75
114-062 | Dial Test Indicator Contact Point | Ratchet Style Mount, Ø.062" Carbide Ball X .375" Long. | 0.3 | 26
114-062R | Dial Test Indicator Contact Point | Ratchet Style Mount, Ø.062" Ruby Ball X .375" Long. | 0.3 | 69.75
114-100 | Dial Test Indicator Contact Point | Ratchet Style Mount, Ø.100" Carbide Ball X .375" Long. | 0.4 | 26
114-100R | Dial Test Indicator Contact Point | Ratchet Style Mount, Ø2.5mm Ruby Ball X .375" Long. | 0.3 | 69.75
115-015 | Dial Test Indicator Contact Point | M1.7 Thds, Ø.015" Carbide Ball X .250" Long. | 0.1 | 23.5
115-015R | Dial Test Indicator Contact Point | M1.7 Thds, Ø.0156" Ruby Ball X .250" Long. | 0.1 | 68.25
115-031 | Dial Test Indicator Contact Point | M1.7 Thds, Ø.031" Carbide Ball X .250" Long. | 0.1 | 19.75
115-031R | Dial Test Indicator Contact Point | M1.7 Thds, Ø.031" Ruby Ball X .250" Long. | 0.1 | 28.5
115-040 | Dial Test Indicator Contact Point | M1.7 Thds, Ø1.0mm Carbide Ball X .250" Long. | 0.1 | 19.75
115-040R | Dial Test Indicator Contact Point | M1.7 Thds, Ø1.0mm Ruby Ball X .250" Long. | 0.1 | 28.5
115-062 | Dial Test Indicator Contact Point | M1.7 Thds, Ø.062" Carbide Ball X .250" Long. | 0.1 | 19.75
115-062R | Dial Test Indicator Contact Point | M1.7 Thds, Ø.062" Ruby Ball X .250" Long. | 0.1 | 28.5
115-080 | Dial Test Indicator Contact Point | M1.7 Thds, Ø2.0mm Carbide Ball X .250" Long. | 0.2 | 19.75
115-080R | Dial Test Indicator Contact Point | M1.7 Thds, Ø2.0mm Ruby Ball X .250" Long. | 0.2 | 28.5
115-100 | Dial Test Indicator Contact Point | M1.7 Thds, Ø.100" Carbide Ball X .250" Long. | 0.2 | 19.75
115-100R | Dial Test Indicator Contact Point | M1.7 Thds, Ø2.5mm Ruby Ball X .250" Long. | 0.2 | 28.5
116-015 | Dial Test Indicator Contact Point | M1.7 Thds, Ø.015" Carbide Ball X .344" Long. | 0.1 | 23.5
116-015R | Dial Test Indicator Contact Point | M1.7 Thds, Ø.0156" Ruby Ball X .344" Long. | 0.1 | 68.25
116-031 | Dial Test Indicator Contact Point | M1.7 Thds, Ø.031" Carbide Ball X .344" Long. | 0.1 | 19.75
116-031R | Dial Test Indicator Contact Point | M1.7 Thds, Ø.031" Ruby Ball X .344" Long. | 0.1 | 28.5
116-040 | Dial Test Indicator Contact Point | M1.7 Thds, Ø1.0mm Carbide Ball X .344" Long. | 0.1 | 19.75
116-040R | Dial Test Indicator Contact Point | M1.7 Thds, Ø1.0mm Ruby Ball X .344" Long. | 0.1 | 28.5
116-062 | Dial Test Indicator Contact Point | M1.7 Thds, Ø.062" Carbide Ball X .344" Long. | 0.1 | 19.75
116-062R | Dial Test Indicator Contact Point | M1.7 Thds, Ø.062" Ruby Ball X .344" Long. | 0.1 | 28.5
116-080 | Dial Test Indicator Contact Point | M1.7 Thds, Ø2.0mm Carbide Ball X .344" Long. | 0.2 | 19.75
116-080R | Dial Test Indicator Contact Point | M1.7 Thds, Ø2.0mm Ruby Ball X .344" Long. | 0.2 | 28.5
116-100 | Dial Test Indicator Contact Point | M1.7 Thds, Ø.100" Carbide Ball X .344" Long. | 0.3 | 19.75
116-100R | Dial Test Indicator Contact Point | M1.7 Thds, Ø2.5mm Ruby Ball X .344" Long. | 0.2 | 28.5
117-015 | Dial Test Indicator Contact Point | M1.7 Thds, Ø.015" Carbide Ball X .605" Long. | 0.2 | 23.5
117-015R | Dial Test Indicator Contact Point | M1.7 Thds, Ø.0156" Ruby Ball X .605" Long. | 0.2 | 68.25
117-031 | Dial Test Indicator Contact Point | M1.7 Thds, Ø.031" Carbide Ball X .605" Long. | 0.2 | 19.75
117-031R | Dial Test Indicator Contact Point | M1.7 Thds, Ø.031" Ruby Ball X .605" Long. | 0.2 | 28.5
117-040 | Dial Test Indicator Contact Point | M1.7 Thds, Ø1.0mm Carbide Ball X .605" Long. | 0.2 | 19.75
117-040R | Dial Test Indicator Contact Point | M1.7 Thds, Ø1.0mm Ruby Ball X .605" Long. | 0.2 | 28.5
117-062 | Dial Test Indicator Contact Point | M1.7 Thds, Ø.062" Carbide Ball X .605" Long. | 0.3 | 19.75
117-062R | Dial Test Indicator Contact Point | M1.7 Thds, Ø.062" Ruby Ball X .605" Long. | 0.3 | 28.5
117-080 | Dial Test Indicator Contact Point | M1.7 Thds, Ø2.0mm Carbide Ball X .605" Long. | 0.3 | 19.75
117-080R | Dial Test Indicator Contact Point | M1.7 Thds, Ø2.0mm Ruby Ball X .605" Long. | 0.3 | 28.5
117-100 | Dial Test Indicator Contact Point | M1.7 Thds, Ø.100" Carbide Ball X .605" Long. | 0.4 | 19.75
117-100R | Dial Test Indicator Contact Point | M1.7 Thds, Ø2.5mm Ruby Ball X .605" Long. | 0.3 | 28.5
118-015 | Dial Test Indicator Contact Point | M1.7 Thds, Ø.015" Carbide Ball X .674" Long. | 0.2 | 23.5
118-015R | Dial Test Indicator Contact Point | M1.7 Thds, Ø.0156" Ruby Ball X .674" Long. | 0.2 | 68.25
118-031 | Dial Test Indicator Contact Point | M1.7 Thds, Ø.031" Carbide Ball X .674" Long. | 0.2 | 19.75
118-031R | Dial Test Indicator Contact Point | M1.7 Thds, Ø.031" Ruby Ball X .674" Long. | 0.2 | 28.5
118-040 | Dial Test Indicator Contact Point | M1.7 Thds, Ø1.0mm Carbide Ball X .674" Long. | 0.2 | 19.75
118-040R | Dial Test Indicator Contact Point | M1.7 Thds, Ø1.0mm Ruby Ball X .674" Long. | 0.2 | 28.5
118-062 | Dial Test Indicator Contact Point | M1.7 Thds, Ø.062" Carbide Ball X .674" Long. | 0.3 | 19.75
118-062R | Dial Test Indicator Contact Point | M1.7 Thds, Ø.062" Ruby Ball X .674" Long. | 0.3 | 28.5
118-080 | Dial Test Indicator Contact Point | M1.7 Thds, Ø2.0mm Carbide Ball X .674" Long. | 0.3 | 19.75
118-080R | Dial Test Indicator Contact Point | M1.7 Thds, Ø2.0mm Ruby Ball X .674" Long. | 0.3 | 28.5
118-100 | Dial Test Indicator Contact Point | M1.7 Thds, Ø.100" Carbide Ball X .674" Long. | 0.4 | 19.75
118-100R | Dial Test Indicator Contact Point | M1.7 Thds, Ø2.5mm Ruby Ball X .674" Long. | 0.3 | 28.5
119-015 | Dial Test Indicator Contact Point | Ratchet Style Mount, Ø.015" Carbide Ball X .375" Long. | 0.3 | 29.75
119-015R | Dial Test Indicator Contact Point | Ratchet Style Mount, Ø.0156" Ruby Ball X .375" Long. | 0.3 | 73.5
119-031 | Dial Test Indicator Contact Point | Ratchet Style Mount, Ø.031" Carbide Ball X .375" Long. | 0.3 | 26
119-031R | Dial Test Indicator Contact Point | Ratchet Style Mount, Ø.031" Ruby Ball X .375" Long. | 0.3 | 69.75
119-040 | Dial Test Indicator Contact Point | Ratchet Style Mount, Ø1.0mm Carbide Ball X .375" Long. | 0.3 | 26
119-062 | Dial Test Indicator Contact Point | Ratchet Style Mount, Ø.062" Carbide Ball X .375" Long. | 0.3 | 26
119-062R | Dial Test Indicator Contact Point | Ratchet Style Mount, Ø.062" Ruby Ball X .375" Long. | 0.3 | 69.75
119-080 | Dial Test Indicator Contact Point | Ratchet Style Mount, Ø2.0mm Carbide Ball X .375" Long. | 0.4 | 26
119-100 | Dial Test Indicator Contact Point | Ratchet Style Mount, Ø.100" Carbide Ball X .375" Long. | 0.4 | 26
119-100R | Dial Test Indicator Contact Point | Ratchet Style Mount, Ø2.5mm Ruby Ball X .375" Long. | 0.3 | 69.75
120-005 | Dial Test Indicator Contact Point | M1.7 Thds, Ø.005" Carbide Ball X .688" Long. | 0.4 | 28.5
120-006 | Dial Test Indicator Contact Point | M1.7 Thds, Ø.006" Carbide Ball X .688" Long. | 0.4 | 28.5
120-007 | Dial Test Indicator Contact Point | M1.7 Thds, Ø.007" Carbide Ball X .688" Long. | 0.4 | 28.5
120-008 | Dial Test Indicator Contact Point | M1.7 Thds, Ø.008" Carbide Ball X .688" Long. | 0.4 | 25.5
120-010 | Dial Test Indicator Contact Point | M1.7 Thds, Ø.010" Carbide Ball X .688" Long. | 0.4 | 25.5
120-012 | Dial Test Indicator Contact Point | M1.7 Thds, Ø.012" Carbide Ball X .688" Long. | 0.4 | 25.5
120-015 | Dial Test Indicator Contact Point | M1.7 Thds, Ø.015" Carbide Ball X .688" Long. | 0.4 | 21
120-015HP | Dial Test Indicator Contact Point | Hook Point Style, M1.7 Thds with Locknut for Tip Orientation, Ø.015" Carbide Ball X .688" Long X .250" Drop Length | 0.5 | 60
120-015R | Dial Test Indicator Contact Point | M1.7 Thds, Ø.0156" Ruby Ball X .688" Long. | 0.3 | 68.25
120-015RHP | Dial Test Indicator Contact Point | Hook Point Style, M1.7 Thds with Locknut for Tip Orientation, Ø.0156" Ruby Ball X .688" Long X .250" Drop Length | 0.5 | 107
120-020 | Dial Test Indicator Contact Point | M1.7 Thds, Ø.020" Carbide Ball X .688" Long. | 0.3 | 25.5
120-025 | Dial Test Indicator Contact Point | M1.7 Thds, Ø.025" Carbide Ball X .688" Long. | 0.4 | 25.5
120-025R | Dial Test Indicator Contact Point | M1.7 Thds, Ø.025" Ruby Cylindrical Radius Tip X .688" Long. | 0.3 | 67.5
120-031 | Dial Test Indicator Contact Point | M1.7 Thds, Ø.031" Carbide Ball X .688" Long. | 0.4 | 17.25
120-031HP | Dial Test Indicator Contact Point | Hook Point Style, M1.7 Thds with Locknut for Tip Orientation, Ø.031" Carbide Ball X .688" Long X .250" Drop Length | 0.5 | 56.25
120-031R | Dial Test Indicator Contact Point | M1.7 Thds, Ø.031" Ruby Ball X .688" Long. | 0.3 | 28.5
120-031RHP | Dial Test Indicator Contact Point | Hook Point Style, M1.7 Thds with Locknut for Tip Orientation, Ø.031" Ruby Ball X .688" Long X .250" Drop Length | 0.5 | 68
120-040 | Dial Test Indicator Contact Point | M1.7 Thds, Ø1.0mm Carbide Ball X .688" Long. | 0.4 | 17.25
120-040R | Dial Test Indicator Contact Point | M1.7 Thds, Ø1.0mm Ruby Ball X .688" Long. | 0.4 | 28.5
120-060 | Dial Test Indicator Contact Point | M1.7 Thds, Ø1.5mm Carbide Ball X .688" Long. | 0.4 | 17.25
120-060R | Dial Test Indicator Contact Point | M1.7 Thds, Ø1.5mm Ruby Ball X .688" Long. | 0.4 | 28.5
120-062 | Dial Test Indicator Contact Point | M1.7 Thds, Ø.062" Carbide Ball X .688" Long. | 0.4 | 17.25
120-062D | Dial Test Indicator Contact Point | Plastic Tipped, Non Marring, Indicator Tip; M1.7 Thds, Ø.062" Delrin Ball X .688" Long. | 0.4 | 33.75
120-062HP | Dial Test Indicator Contact Point | Hook Point Style, M1.7 Thds with Locknut for Tip Orientation, Ø.062" Carbide Ball X .688" Long X .250" Drop Length | 0.5 | 56.25
120-062R | Dial Test Indicator Contact Point | M1.7 Thds, Ø.062" Ruby Ball X .688" Long. | 0.4 | 28.5
120-062RHP | Dial Test Indicator Contact Point | Hook Point Style, M1.7 Thds with Locknut for Tip Orientation, Ø.062" Ruby Ball X .688" Long X .250" Drop Length | 0.5 | 68
120-080 | Dial Test Indicator Contact Point | M1.7 Thds, Ø2.0mm Carbide Ball X .688" Long. | 0.5 | 17.25
120-080R | Dial Test Indicator Contact Point | M1.7 Thds, Ø2.0mm Ruby Ball X .688" Long. | 0.4 | 28.5
120-100 | Dial Test Indicator Contact Point | M1.7 Thds, Ø.100" Carbide Ball X .688" Long. | 0.5 | 17.25
120-100R | Dial Test Indicator Contact Point | M1.7 Thds, Ø2.5mm Ruby Ball X .688" Long. | 0.4 | 28.5
120-120 | Dial Test Indicator Contact Point | M1.7 Thds, Ø3.0mm Carbide Ball X .688" Long. | 0.6 | 17.25
121-008 | Dial Test Indicator Contact Point | M1.7 Thds, Ø.008" Carbide Ball X 1.450" Long. | 0.8 | 27.25
121-010 | Dial Test Indicator Contact Point | M1.7 Thds, Ø.010" Carbide Ball X 1.450" Long. | 0.8 | 27.25
121-015 | Dial Test Indicator Contact Point | M1.7 Thds, Ø.015" Carbide Ball X 1.450" Long. | 0.8 | 22.25
121-015R | Dial Test Indicator Contact Point | M1.7 Thds, Ø.0156" Ruby Ball X 1.450" Long. | 0.8 | 68.25
121-031 | Dial Test Indicator Contact Point | M1.7 Thds, Ø.031" Carbide Ball X 1.450" Long. | 0.7 | 19
121-031R | Dial Test Indicator Contact Point | M1.7 Thds, Ø.031" Ruby Ball X 1.450" Long. | 0.7 | 28.5
121-040 | Dial Test Indicator Contact Point | M1.7 Thds, Ø1.0mm Carbide Ball X 1.450" Long. | 0.8 | 19
121-040R | Dial Test Indicator Contact Point | M1.7 Thds, Ø1.0mm Ruby Ball X 1.450" Long. | 0.8 | 28.5
121-060 | Dial Test Indicator Contact Point | M1.7 Thds, Ø1.5mm Carbide Ball X 1.450" Long. | 0.8 | 19
121-060R | Dial Test Indicator Contact Point | M1.7 Thds, Ø1.5mm Ruby Ball X 1.450" Long. | 0.8 | 28.5
121-062 | Dial Test Indicator Contact Point | M1.7 Thds, Ø.062" Carbide Ball X 1.450" Long. | 0.8 | 19
121-062R | Dial Test Indicator Contact Point | M1.7 Thds, Ø.062" Ruby Ball X 1.450" Long. | 0.8 | 28.5
121-080 | Dial Test Indicator Contact Point | M1.7 Thds, Ø2.0mm Carbide Ball X 1.450" Long. | 0.9 | 19
121-080R | Dial Test Indicator Contact Point | M1.7 Thds, Ø2.0mm Ruby Ball X 1.450" Long. | 0.9 | 28.5
121-100 | Dial Test Indicator Contact Point | M1.7 Thds, Ø.100" Carbide Ball X 1.450" Long. | 1 | 19
121-100R | Dial Test Indicator Contact Point | M1.7 Thds, Ø2.5mm Ruby Ball X 1.450" Long. | 0.9 | 28.5
122-015 | Dial Test Indicator Contact Point | Ratchet Style Mount, Ø.015" Carbide Ball X .375" Long. | 0.2 | 29.75
122-015R | Dial Test Indicator Contact Point | Ratchet Style Mount, Ø.0156" Ruby Ball X .375" Long. | 0.2 | 73.5
122-031 | Dial Test Indicator Contact Point | Ratchet Style Mount, Ø.031" Carbide Ball X .375" Long. | 0.3 | 26
122-031R | Dial Test Indicator Contact Point | Ratchet Style Mount, Ø.031" Ruby Ball X .375" Long. | 0.3 | 69.75
122-040 | Dial Test Indicator Contact Point | Ratchet Style Mount, Ø1.0mm Carbide Ball X .375" Long. | 0.3 | 26
122-062 | Dial Test Indicator Contact Point | Ratchet Style Mount, Ø.062" Carbide Ball X .375" Long. | 0.3 | 26
122-062R | Dial Test Indicator Contact Point | Ratchet Style Mount, Ø.062" Ruby Ball X .375" Long. | 0.3 | 69.75
122-080 | Dial Test Indicator Contact Point | Ratchet Style Mount, Ø2.0mm Carbide Ball X .375" Long. | 0.3 | 26
122-100 | Dial Test Indicator Contact Point | Ratchet Style Mount, Ø.100" Carbide Ball X .375" Long. | 0.4 | 26
122-100R | Dial Test Indicator Contact Point | Ratchet Style Mount, Ø2.5mm Ruby Ball X .375" Long. | 0.3 | 69.75
123-015 | Dial Test Indicator Contact Point | M1.7 Thds, Ø.015" Carbide Ball X .515" Long. | 0.2 | 23.5
123-015R | Dial Test Indicator Contact Point | M1.7 Thds, Ø.0156" Ruby Ball X .515" Long. | 0.2 | 68.25
123-031 | Dial Test Indicator Contact Point | M1.7 Thds, Ø.031" Carbide Ball X .515" Long. | 0.2 | 19.75
123-031R | Dial Test Indicator Contact Point | M1.7 Thds, Ø.031" Ruby Ball X .515" Long. | 0.2 | 28.5
123-040 | Dial Test Indicator Contact Point | M1.7 Thds, Ø1.0mm Carbide Ball X .515" Long. | 0.3 | 19.75
123-040R | Dial Test Indicator Contact Point | M1.7 Thds, Ø1.0mm Ruby Ball X .515" Long. | 0.3 | 28.5
123-062 | Dial Test Indicator Contact Point | M1.7 Thds, Ø.062" Carbide Ball X .515" Long. | 0.3 | 19.75
123-062R | Dial Test Indicator Contact Point | M1.7 Thds, Ø.062" Ruby Ball X .515" Long. | 0.3 | 28.5
123-080 | Dial Test Indicator Contact Point | M1.7 Thds, Ø2.0mm Carbide Ball X .515" Long. | 0.3 | 19.75
123-080R | Dial Test Indicator Contact Point | M1.7 Thds, Ø2.0mm Ruby Ball X .515" Long. | 0.3 | 28.5
123-100 | Dial Test Indicator Contact Point | M1.7 Thds, Ø.100" Carbide Ball X .515" Long. | 0.4 | 19.75
123-100R | Dial Test Indicator Contact Point | M1.7 Thds, Ø2.5mm Ruby Ball X .515" Long. | 0.3 | 28.5
124-006 | Dial Test Indicator Contact Point | M1.4 Thds, Ø.006" Carbide Ball X .352" Long. | 0.1 | 28.5
124-015 | Dial Test Indicator Contact Point | M1.4 Thds, Ø.015" Carbide Ball X .352" Long. | 0.1 | 21
124-015R | Dial Test Indicator Contact Point | M1.4 Thds, Ø.0156" Ruby Ball X .352" Long. | 0.1 | 68.25
124-020 | Dial Test Indicator Contact Point | M1.4 Thds, Ø.020" Carbide Ball X .352" Long. | 0.1 | 25.5
124-031 | Dial Test Indicator Contact Point | M1.4 Thds, Ø.031" Carbide Ball X .352" Long. | 0.1 | 17.25
124-031R | Dial Test Indicator Contact Point | M1.4 Thds, Ø.031" Ruby Ball X .352" Long. | 0.1 | 28.5
124-040 | Dial Test Indicator Contact Point | M1.4 Thds, Ø1.0mm Carbide Ball X .352" Long. | 0.1 | 17.25
124-040R | Dial Test Indicator Contact Point | M1.4 Thds, Ø1.0mm Ruby Ball X .352" Long. | 0.1 | 28.5
124-060R | Dial Test Indicator Contact Point | M1.4 Thds, Ø1.5mm Ruby Ball X .352" Long. | 0.1 | 28.5
124-062 | Dial Test Indicator Contact Point | M1.4 Thds, Ø.062" Carbide Ball X .352" Long. | 0.2 | 17.25
124-062R | Dial Test Indicator Contact Point | M1.4 Thds, Ø.062" Ruby Ball X .352" Long. | 0.1 | 28.5
124-080 | Dial Test Indicator Contact Point | M1.4 Thds, Ø2.0mm Carbide Ball X .352" Long. | 0.2 | 17.25
124-080R | Dial Test Indicator Contact Point | M1.4 Thds, Ø2.0mm Ruby Ball X .352" Long. | 0.1 | 28.5
124-100 | Dial Test Indicator Contact Point | M1.4 Thds, Ø.100" Carbide Ball X .352" Long. | 0.3 | 17.25
124-100R | Dial Test Indicator Contact Point | M1.4 Thds, Ø2.5mm Ruby Ball X .352" Long. | 0.2 | 28.5
125-008 | Dial Test Indicator Contact Point | M1.4 Thds, Ø.008" Carbide Ball X .598" Long. | 0.2 | 25.5
125-015 | Dial Test Indicator Contact Point | M1.4 Thds, Ø.015" Carbide Ball X .598" Long. | 0.2 | 21
125-015R | Dial Test Indicator Contact Point | M1.4 Thds, Ø.0156" Ruby Ball X .598" Long. | 0.2 | 68.25
125-031 | Dial Test Indicator Contact Point | M1.4 Thds, Ø.031" Carbide Ball X .598" Long. | 0.2 | 17.25
125-031R | Dial Test Indicator Contact Point | M1.4 Thds, Ø.031" Ruby Ball X .598" Long. | 0.2 | 28.5
125-040 | Dial Test Indicator Contact Point | M1.4 Thds, Ø1.0mm Carbide Ball X .598" Long. | 0.2 | 17.25
125-040R | Dial Test Indicator Contact Point | M1.4 Thds, Ø1.0mm Ruby Ball X .598" Long. | 0.2 | 28.5
125-060 | Dial Test Indicator Contact Point | M1.4 Thds, Ø1.5mm Carbide Ball X .598" Long. | 0.2 | 17.25
125-062 | Dial Test Indicator Contact Point | M1.4 Thds, Ø.062" Carbide Ball X .598" Long. | 0.2 | 17.25
125-062R | Dial Test Indicator Contact Point | M1.4 Thds, Ø.062" Ruby Ball X .598" Long. | 0.2 | 28.5
125-080 | Dial Test Indicator Contact Point | M1.4 Thds, Ø2.0mm Carbide Ball X .598" Long. | 0.3 | 17.25
125-080R | Dial Test Indicator Contact Point | M1.4 Thds, Ø2.0mm Ruby Ball X .598" Long. | 0.2 | 28.5
125-100 | Dial Test Indicator Contact Point | M1.4 Thds, Ø.100" Carbide Ball X .598" Long. | 0.4 | 17.25
125-100R | Dial Test Indicator Contact Point | M1.4 Thds, Ø2.0mm Ruby Ball X .598" Long. | 0.3 | 28.5
126-008 | Dial Test Indicator Contact Point | M1.7 Thds, Ø.008" Carbide Ball X .649" Long. | 0.2 | 25.5
126-015 | Dial Test Indicator Contact Point | M1.7 Thds, Ø.015" Carbide Ball X .649" Long. | 0.2 | 21
126-015R | Dial Test Indicator Contact Point | M1.7 Thds, Ø.0156" Ruby Ball X .649" Long. | 0.2 | 68.25
126-020 | Dial Test Indicator Contact Point | M1.7 Thds, Ø.020" Carbide Ball X .649" Long. | 0.2 | 25.5
126-031 | Dial Test Indicator Contact Point | M1.7 Thds, Ø.031" Carbide Ball X .649" Long. | 0.2 | 17.25
126-031R | Dial Test Indicator Contact Point | M1.7 Thds, Ø.031" Ruby Ball X .649" Long. | 0.2 | 28.5
126-040 | Dial Test Indicator Contact Point | M1.7 Thds, Ø1.0mm Carbide Ball X .649" Long. | 0.2 | 17.25
126-040R | Dial Test Indicator Contact Point | M1.7 Thds, Ø1.0mm Ruby Ball X .649" Long. | 0.2 | 28.5
126-060R | Dial Test Indicator Contact Point | M1.7 Thds, Ø1.5mm Ruby Ball X .649" Long. | 0.2 | 28.5
126-062 | Dial Test Indicator Contact Point | M1.7 Thds, Ø.062" Carbide Ball X .649" Long. | 0.3 | 17.25
126-062R | Dial Test Indicator Contact Point | M1.7 Thds, Ø.062" Ruby Ball X .649" Long. | 0.2 | 28.5
126-080 | Dial Test Indicator Contact Point | M1.7 Thds, Ø2.0mm Carbide Ball X .649" Long. | 0.3 | 17.25
126-080R | Dial Test Indicator Contact Point | M1.7 Thds, Ø2.0mm Ruby Ball X .649" Long. | 0.3 | 28.5
126-100 | Dial Test Indicator Contact Point | M1.7 Thds, Ø.100" Carbide Ball X .649" Long. | 0.4 | 17.25
126-100R | Dial Test Indicator Contact Point | M1.7 Thds, Ø2.5mm Ruby Ball X .649" Long. | 0.3 | 28.5
127-015 | Dial Test Indicator Contact Point | Ratchet Style, Ø.015" Carbide Ball X .662" Long. | 0.3 | 31
127-015R | Dial Test Indicator Contact Point | Ratchet Style, Ø.0156" Ruby Ball X .662" Long. | 0.3 | 73.5
127-031 | Dial Test Indicator Contact Point | Ratchet Style, Ø.031" Carbide Ball X .662" Long | 0.3 | 27.25
127-031R | Dial Test Indicator Contact Point | Ratchet Style, Ø.031" Ruby Ball X .662" Long. | 0.3 | 69.75
127-062 | Dial Test Indicator Contact Point | Ratchet Style, Ø.062" Carbide Ball X .662" Long | 0.4 | 27.25
127-062R | Dial Test Indicator Contact Point | Ratchet Style, Ø.062" Ruby Ball X .662" Long. | 0.4 | 69.75
127-100 | Dial Test Indicator Contact Point | Ratchet Style, Ø.100" Carbide Ball X .662" Long | 0.5 | 27.25
127-100R | Dial Test Indicator Contact Point | Ratchet Style, Ø2.5mm Ruby Ball X .662" Long. | 0.4 | 69.75
128-015 | Dial Test Indicator Contact Point | M1.7 Thds, Ø.015" Carbide Ball X .906" Long. | 0.3 | 21
128-015R | Dial Test Indicator Contact Point | M1.7 Thds, Ø.0156" Ruby Ball X .906" Long. | 0.3 | 68.25
128-031 | Dial Test Indicator Contact Point | M1.7 Thds, Ø.031" Carbide Ball X .906" Long. | 0.3 | 17.25
128-031R | Dial Test Indicator Contact Point | M1.7 Thds, Ø.031" Ruby Ball X .906" Long. | 0.3 | 28.5
128-040 | Dial Test Indicator Contact Point | M1.7 Thds, Ø1.0mm Carbide Ball X .906" Long. | 0.3 | 17.25
128-040R | Dial Test Indicator Contact Point | M1.7 Thds, Ø1.0mm Ruby Ball X .906" Long. | 0.3 | 28.5
128-062 | Dial Test Indicator Contact Point | M1.7 Thds, Ø.062" Carbide Ball X .906" Long. | 0.4 | 17.25
128-062R | Dial Test Indicator Contact Point | M1.7 Thds, Ø.062" Ruby Ball X .906" Long. | 0.4 | 28.5
128-080 | Dial Test Indicator Contact Point | M1.7 Thds, Ø2.0mm Carbide Ball X .906" Long. | 0.4 | 17.25
128-080R | Dial Test Indicator Contact Point | M1.7 Thds, Ø2.0mm Ruby Ball X .906" Long. | 0.4 | 28.5
128-100 | Dial Test Indicator Contact Point | M1.7 Thds, Ø.100" Carbide Ball X .906" Long. | 0.5 | 17.25
128-100R | Dial Test Indicator Contact Point | M1.7 Thds, Ø2.5mm Ruby Ball X .906" Long. | 0.4 | 28.5
129-006 | Dial Test Indicator Contact Point | M1.7 Thds, Ø.006" Carbide Ball X .827" Long. | 0.4 | 28.5
129-008 | Dial Test Indicator Contact Point | M1.7 Thds, Ø.008" Carbide Ball X .827" Long. | 0.4 | 25.5
129-010 | Dial Test Indicator Contact Point | M1.7 Thds, Ø.010" Carbide Ball X .827" Long. | 0.4 | 25.5
129-015 | Dial Test Indicator Contact Point | M1.7 Thds, Ø.015" Carbide Ball X .827" Long. | 0.4 | 21
129-015R | Dial Test Indicator Contact Point | M1.7 Thds, Ø.0156" Ruby Ball X .827" Long. | 0.4 | 68.25
129-031 | Dial Test Indicator Contact Point | M1.7 Thds, Ø.031" Carbide Ball X .827" Long. | 0.4 | 17.25
129-031R | Dial Test Indicator Contact Point | M1.7 Thds, Ø.031" Ruby Ball X .827" Long. | 0.4 | 28.5
129-040 | Dial Test Indicator Contact Point | M1.7 Thds, Ø1.0mm Carbide Ball X .827" Long. | 0.4 | 17.25
129-040R | Dial Test Indicator Contact Point | M1.7 Thds, Ø1.0mm Ruby Ball X .827" Long. | 0.4 | 28.5
129-060 | Dial Test Indicator Contact Point | M1.7 Thds, Ø1.5mm Carbide Ball X .827" Long. | 0.4 | 17.25
129-060R | Dial Test Indicator Contact Point | M1.7 Thds, Ø1.5mm Ruby Ball X .827" Long. | 0.4 | 28.5
129-062 | Dial Test Indicator Contact Point | M1.7 Thds, Ø.062" Carbide Ball X .827" Long. | 0.5 | 17.25
129-062R | Dial Test Indicator Contact Point | M1.7 Thds, Ø.062" Ruby Ball X .827" Long. | 0.4 | 28.5
129-080 | Dial Test Indicator Contact Point | M1.7 Thds, Ø2.0mm Carbide Ball X .827" Long. | 0.5 | 17.25
129-080R | Dial Test Indicator Contact Point | M1.7 Thds, Ø2.0mm Ruby Ball X .827" Long. | 0.4 | 28.5
129-100 | Dial Test Indicator Contact Point | M1.7 Thds, Ø.100" Carbide Ball X .827" Long. | 0.6 | 17.25
129-100R | Dial Test Indicator Contact Point | M1.7 Thds, Ø2.5mm Ruby Ball X .827" Long. | 0.5 | 28.5
130-015 | Dial Test Indicator Contact Point | M1.6 Thds, Ø.015" Carbide Ball X .321" Long. | 0.2 | 23.5
130-015R | Dial Test Indicator Contact Point | M1.6 Thds, Ø.0156" Ruby Ball X .321" Long. | 0.2 | 68.25
130-031 | Dial Test Indicator Contact Point | M1.6 Thds, Ø.031" Carbide Ball X .321" Long. | 0.2 | 19.75
130-031R | Dial Test Indicator Contact Point | M1.6 Thds, Ø.031" Ruby Ball X .321" Long. | 0.2 | 28.5
130-040 | Dial Test Indicator Contact Point | M1.6 Thds, Ø1.0mm Carbide Ball X .321" Long. | 0.2 | 19.75
130-040R | Dial Test Indicator Contact Point | M1.6 Thds, Ø1.0mm Ruby Ball X .321" Long. | 0.2 | 28.5
130-062 | Dial Test Indicator Contact Point | M1.6 Thds, Ø.062" Carbide Ball X .321" Long. | 0.2 | 19.75
130-062R | Dial Test Indicator Contact Point | M1.6 Thds, Ø.062" Ruby Ball X .321" Long. | 0.2 | 28.5
130-080 | Dial Test Indicator Contact Point | M1.6 Thds, Ø2.0mm Carbide Ball X .321" Long. | 0.3 | 19.75
130-080R | Dial Test Indicator Contact Point | M1.6 Thds, Ø2.0mm Ruby Ball X .321" Long. | 0.2 | 28.5
130-100 | Dial Test Indicator Contact Point | M1.6 Thds, Ø.100" Carbide Ball X .321" Long. | 0.3 | 19.75
130-100R | Dial Test Indicator Contact Point | M1.6 Thds, Ø2.5mm Ruby Ball X .321" Long. | 0.2 | 28.5
131-015 | Dial Test Indicator Contact Point | M1.6 Thds, Ø.015" Carbide Ball X 1.276" Long. | 0.7 | 24.25
131-015R | Dial Test Indicator Contact Point | M1.6 Thds, Ø.0156" Ruby Ball X 1.276" Long. | 0.7 | 68.25
131-031 | Dial Test Indicator Contact Point | M1.6 Thds, Ø.031" Carbide Ball X 1.276" Long. | 0.7 | 20.25
131-031R | Dial Test Indicator Contact Point | M1.6 Thds, Ø.031" Ruby Ball X 1.276" Long. | 0.7 | 28.5
131-040 | Dial Test Indicator Contact Point | M1.6 Thds, Ø1.0mm Carbide Ball X 1.276" Long. | 0.7 | 19.75
131-040R | Dial Test Indicator Contact Point | M1.6 Thds, Ø1.0mm Ruby Ball X 1.276" Long. | 0.7 | 28.5
131-062 | Dial Test Indicator Contact Point | M1.6 Thds, Ø.062" Carbide Ball X 1.276" Long. | 0.8 | 20.25
131-062R | Dial Test Indicator Contact Point | M1.6 Thds, Ø.062" Ruby Ball X 1.276" Long. | 0.8 | 28.5
131-080 | Dial Test Indicator Contact Point | M1.6 Thds, Ø2.0mm Carbide Ball X 1.276" Long. | 0.8 | 28.5
131-080R | Dial Test Indicator Contact Point | M1.6 Thds, Ø2.0mm Ruby Ball X 1.276" Long. | 0.7 | 28.5
131-100 | Dial Test Indicator Contact Point | M1.6 Thds, Ø.100" Carbide Ball X 1.276" Long. | 1 | 20.25
131-100R | Dial Test Indicator Contact Point | M1.6 Thds, Ø2.5mm Ruby Ball X 1.276" Long. | 0.9 | 28.5
132-015 | Dial Test Indicator Contact Point | 4-48 Thds, Ø.015" Carbide Ball X .812" Long. | 1 | 24.75
132-015R | Dial Test Indicator Contact Point | 4-48 Thds, Ø.0156" Ruby Ball X .812" Long. | 1 | 68.25
132-031 | Dial Test Indicator Contact Point | 4-48 Thds, Ø.031" Carbide Ball X .812" Long. | 1 | 21
132-031R | Dial Test Indicator Contact Point | 4-48 Thds, Ø.031" Ruby Ball X .812" Long. | 1 | 28.5
132-040 | Dial Test Indicator Contact Point | 4-48 Thds, Ø1.0mm Carbide Ball X .812" Long. | 1 | 21
132-040R | Dial Test Indicator Contact Point | 4-48 Thds, Ø1.0mm Ruby Ball X .812" Long. | 1 | 28.5
132-062 | Dial Test Indicator Contact Point | 4-48 Thds, Ø.062" Carbide Ball X .812" Long. | 1 | 21
132-062R | Dial Test Indicator Contact Point | 4-48 Thds, Ø.062" Ruby Ball X .812" Long. | 1 | 28.5
132-080 | Dial Test Indicator Contact Point | 4-48 Thds, Ø2.0mm Carbide Ball X .812" Long. | 1.2 | 21
132-080R | Dial Test Indicator Contact Point | 4-48 Thds, Ø2.0mm Ruby Ball X .812" Long. | 1.1 | 28.5
132-100 | Dial Test Indicator Contact Point | 4-48 Thds, Ø.100" Carbide Ball X .812" Long. | 1.3 | 21
132-100R | Dial Test Indicator Contact Point | 4-48 Thds, Ø2.5mm Ruby Ball X .812" Long. | 1.2 | 28.5
134-015 | Dial Test Indicator Contact Point | 1-64 Thds, Ø.015" Carbide Ball X .495" Long. | 0.2 | 22.25
134-015R | Dial Test Indicator Contact Point | 1-64 Thds, Ø.0156" Ruby Ball X .495" Long. | 0.2 | 68.25
134-031 | Dial Test Indicator Contact Point | 1-64 Thds, Ø.031" Carbide Ball X .495" Long. | 0.2 | 19
134-031R | Dial Test Indicator Contact Point | 1-64 Thds, Ø.031" Ruby Ball X .495" Long. | 0.2 | 28.5
134-040 | Dial Test Indicator Contact Point | 1-64 Thds, Ø1.0mm Carbide Ball X .495" Long. | 0.2 | 19
134-040R | Dial Test Indicator Contact Point | 1-64 Thds, Ø1.0mm Ruby Ball X .495" Long. | 0.2 | 28.5
134-062 | Dial Test Indicator Contact Point | 1-64 Thds, Ø.062" Carbide Ball X .495" Long. | 0.2 | 19
134-062R | Dial Test Indicator Contact Point | 1-64 Thds, Ø.062" Ruby Ball X .495" Long. | 0.2 | 28.5
134-080 | Dial Test Indicator Contact Point | 1-64 Thds, Ø2.0mm Carbide Ball X .495" Long. | 0.3 | 19
134-080R | Dial Test Indicator Contact Point | 1-64 Thds, Ø2.0mm Ruby Ball X .495" Long. | 0.2 | 28.5
134-100 | Dial Test Indicator Contact Point | 1-64 Thds, Ø.100" Carbide Ball X .495" Long. | 0.4 | 19
134-100R | Dial Test Indicator Contact Point | 1-64 Thds, Ø2.5mm Ruby Ball X .495" Long. | 0.3 | 28.5
135-006 | Dial Test Indicator Contact Point | M1.6 Thds, Ø.006" Carbide Ball X .573" Long. | 0.3 | 28.5
135-008 | Dial Test Indicator Contact Point | M1.6 Thds, Ø.008" Carbide Ball X .573" Long. | 0.3 | 25.5
135-010 | Dial Test Indicator Contact Point | M1.6 Thds, Ø.010" Carbide Ball X .573" Long. | 0.3 | 25.5
135-015 | Dial Test Indicator Contact Point | M1.6 Thds, Ø.015" Carbide Ball X .573" Long. | 0.3 | 21
135-015R | Dial Test Indicator Contact Point | M1.6 Thds, Ø.0156" Ruby Ball X .573" Long. | 0.3 | 68.25
135-031 | Dial Test Indicator Contact Point | M1.6 Thds, Ø.031" Carbide Ball X .573" Long. | 0.3 | 17.25
135-031R | Dial Test Indicator Contact Point | M1.6 Thds, Ø.031" Ruby Ball X .573" Long. | 0.3 | 28.5
135-040 | Dial Test Indicator Contact Point | M1.6 Thds, Ø1.0mm Carbide Ball X .573" Long. | 0.3 | 17.25
135-040R | Dial Test Indicator Contact Point | M1.6 Thds, Ø1.0mm Ruby Ball X .573" Long. | 0.3 | 28.5
135-060 | Dial Test Indicator Contact Point | M1.6 Thds, Ø1.5mm Carbide Ball X .573" Long. | 0.4 | 17.25
135-060R | Dial Test Indicator Contact Point | M1.6 Thds, Ø1.5mm Ruby Ball X .573" Long. | 0.3 | 28.5
135-062 | Dial Test Indicator Contact Point | M1.6 Thds, Ø.062" Carbide Ball X .573" Long. | 0.4 | 17.25
135-062R | Dial Test Indicator Contact Point | M1.6 Thds, Ø.062" Ruby Ball X .573" Long. | 0.4 | 28.5
135-080 | Dial Test Indicator Contact Point | M1.6 Thds, Ø2.0mm Carbide Ball X .573" Long. | 0.4 | 17.25
135-080R | Dial Test Indicator Contact Point | M1.6 Thds, Ø2.0mm Ruby Ball X .573" Long. | 0.4 | 28.5
135-100 | Dial Test Indicator Contact Point | M1.6 Thds, Ø.100" Carbide Ball X .573" Long. | 0.5 | 17.25
135-100R | Dial Test Indicator Contact Point | M1.6 Thds, Ø2.5mm Ruby Ball X .573" Long. | 0.4 | 28.5
136-015 | Dial Test Indicator Contact Point | M1.6 Thds, Ø.015" Carbide Ball X 1.293" Long. | 0.7 | 22.25
136-015R | Dial Test Indicator Contact Point | M1.6 Thds, Ø.0156" Ruby Ball X 1.293" Long. | 0.7 | 68.25
136-031 | Dial Test Indicator Contact Point | M1.6 Thds, Ø.031" Carbide Ball X 1.293" Long. | 0.7 | 19
136-031R | Dial Test Indicator Contact Point | M1.6 Thds, Ø.031" Ruby Ball X 1.293" Long. | 0.7 | 28.5
136-040 | Dial Test Indicator Contact Point | M1.6 Thds, Ø1.0mm Carbide Ball X 1.293" Long. | 0.7 | 19
136-040R | Dial Test Indicator Contact Point | M1.6 Thds, Ø1.0mm Ruby Ball X 1.293" Long. | 0.7 | 28.5
136-060R | Dial Test Indicator Contact Point | M1.6 Thds, Ø1.5mm Ruby Ball X 1.293" Long. | 0.8 | 28.5
136-062 | Dial Test Indicator Contact Point | M1.6 Thds, Ø.062" Carbide Ball X 1.293" Long. | 0.8 | 19
136-062R | Dial Test Indicator Contact Point | M1.6 Thds, Ø.062" Ruby Ball X 1.293" Long. | 0.8 | 28.5
136-080 | Dial Test Indicator Contact Point | M1.6 Thds, Ø2.0mm Carbide Ball X 1.293" Long. | 0.8 | 19
136-080R | Dial Test Indicator Contact Point | M1.6 Thds, Ø2.0mm Ruby Ball X 1.293" Long. | 0.8 | 28.5
136-100 | Dial Test Indicator Contact Point | M1.6 Thds, Ø.100" Carbide Ball X 1.293" Long. | 1 | 19
136-100R | Dial Test Indicator Contact Point | M1.6 Thds, Ø2.5mm Ruby Ball X 1.293" Long. | 0.9 | 28.5
136-120 | Dial Test Indicator Contact Point | M1.6 Thds, Ø3.0mm Carbide Ball X 1.293" Long. | 1 | 27.5
137-006 | Dial Test Indicator Contact Point | M1.6 Thds, Ø.006" Carbide Ball X .528" Long. | 0.3 | 28.5
137-008 | Dial Test Indicator Contact Point | M1.6 Thds, Ø.008" Carbide Ball X .528" Long. | 0.3 | 25.5
137-015 | Dial Test Indicator Contact Point | M1.6 Thds, Ø.015" Carbide Ball X .528" Long. | 0.3 | 21
137-015R | Dial Test Indicator Contact Point | M1.6 Thds, Ø.0156" Ruby Ball X .528" Long. | 0.3 | 68.25
137-031 | Dial Test Indicator Contact Point | M1.6 Thds, Ø.031" Carbide Ball X .528" Long. | 0.3 | 17.25
137-031R | Dial Test Indicator Contact Point | M1.6 Thds, Ø.031" Ruby Ball X .528" Long. | 0.3 | 28.5
137-040 | Dial Test Indicator Contact Point | M1.6 Thds, Ø1.0mm Carbide Ball X .528" Long. | 0.3 | 17.25
137-040R | Dial Test Indicator Contact Point | M1.6 Thds, Ø1.0mm Ruby Ball X .528" Long. | 0.3 | 28.5
137-062 | Dial Test Indicator Contact Point | M1.6 Thds, Ø.062" Carbide Ball X .528" Long. | 0.4 | 17.25
137-062R | Dial Test Indicator Contact Point | M1.6 Thds, Ø.062" Ruby Ball X .528" Long. | 0.3 | 28.5
137-080 | Dial Test Indicator Contact Point | M1.6 Thds, Ø2.0mm Carbide Ball X .528" Long. | 0.4 | 17.25
137-080R | Dial Test Indicator Contact Point | M1.6 Thds, Ø2.0mm Ruby Ball X .528" Long. | 0.4 | 28.5
137-100 | Dial Test Indicator Contact Point | M1.6 Thds, Ø.100" Carbide Ball X .528" Long. | 0.5 | 17.25
137-100R | Dial Test Indicator Contact Point | M1.6 Thds, Ø2.5mm Ruby Ball X .528" Long. | 0.4 | 28.5
138-006 | Dial Test Indicator Contact Point | M1.6 Thds, Ø.006" Carbide Ball X .480" Long. | 0.2 | 31
138-008 | Dial Test Indicator Contact Point | M1.6 Thds, Ø.008" Carbide Ball X .480" Long. | 0.2 | 27.75
138-010 | Dial Test Indicator Contact Point | M1.6 Thds, Ø.010" Carbide Ball X .480" Long. | 0.2 | 27.75
138-015 | Dial Test Indicator Contact Point | M1.6 Thds, Ø.015" Carbide Ball X .480" Long. | 0.2 | 23.5
138-015R | Dial Test Indicator Contact Point | M1.6 Thds, Ø.0156" Ruby Ball X .480" Long. | 0.2 | 68.25
138-031 | Dial Test Indicator Contact Point | M1.6 Thds, Ø.031" Carbide Ball X .480" Long. | 0.2 | 19.75
138-031R | Dial Test Indicator Contact Point | M1.6 Thds, Ø.031" Ruby Ball X .480" Long. | 0.2 | 28.5
138-040 | Dial Test Indicator Contact Point | M1.6 Thds, Ø1.0mm Carbide Ball X .480" Long. | 0.2 | 19.75
138-040R | Dial Test Indicator Contact Point | M1.6 Thds, Ø1.0mm Ruby Ball X .480" Long. | 0.2 | 28.5
138-060R | Dial Test Indicator Contact Point | M1.6 Thds, Ø1.5mm Ruby Ball X .480" Long. | 0.2 | 28.5
138-062 | Dial Test Indicator Contact Point | M1.6 Thds, Ø.062" Carbide Ball X .480" Long. | 0.3 | 19.75
138-062R | Dial Test Indicator Contact Point | M1.6 Thds, Ø.062" Ruby Ball X .480" Long. | 0.2 | 28.5
138-080 | Dial Test Indicator Contact Point | M1.6 Thds, Ø2.0mm Carbide Ball X .480" Long. | 0.3 | 19.75
138-080R | Dial Test Indicator Contact Point | M1.6 Thds, Ø2.0mm Ruby Ball X .480" Long. | 0.3 | 28.5
138-100 | Dial Test Indicator Contact Point | M1.6 Thds, Ø.100" Carbide Ball X .480" Long. | 0.4 | 19.75
138-100R | Dial Test Indicator Contact Point | M1.6 Thds, Ø2.5mm Ruby Ball X .480" Long. | 0.3 | 28.5
139-015 | Dial Test Indicator Contact Point | M1.7 Thds, Ø.015" Carbide Ball X .860" Long. | 0.3 | 23.5
139-015R | Dial Test Indicator Contact Point | M1.7 Thds, Ø.0156" Ruby Ball X .860" Long. | 0.3 | 68.25
139-031 | Dial Test Indicator Contact Point | M1.7 Thds, Ø.031" Carbide Ball X .860" Long. | 0.3 | 19.75
139-031R | Dial Test Indicator Contact Point | M1.7 Thds, Ø.031" Ruby Ball X .860" Long. | 0.3 | 28.5
139-040 | Dial Test Indicator Contact Point | M1.7 Thds, Ø1.0mm Carbide Ball X .860" Long. | 0.3 | 19.75
139-040R | Dial Test Indicator Contact Point | M1.7 Thds, Ø1.0mm Ruby Ball X .860" Long. | 0.3 | 28.5
139-062 | Dial Test Indicator Contact Point | M1.7 Thds, Ø.062" Carbide Ball X .860" Long. | 0.4 | 19.75
139-062R | Dial Test Indicator Contact Point | M1.7 Thds, Ø.062" Ruby Ball X .860" Long. | 0.4 | 28.5
139-080 | Dial Test Indicator Contact Point | M1.7 Thds, Ø2.0mm Carbide Ball X .860" Long. | 0.4 | 19.75
139-080R | Dial Test Indicator Contact Point | M1.7 Thds, Ø2.0mm Ruby Ball X .860" Long. | 0.3 | 28.5
139-100 | Dial Test Indicator Contact Point | M1.7 Thds, Ø.100" Carbide Ball X .860" Long. | 0.5 | 19.75
139-100R | Dial Test Indicator Contact Point | M1.7 Thds, Ø2.5mm Ruby Ball X .860" Long. | 0.4 | 28.5
140-006 | Dial Test Indicator Contact Point | M1.7 Thds, Ø.006" Carbide Ball X .455" Long. | 0.2 | 28.5
140-008 | Dial Test Indicator Contact Point | M1.7 Thds, Ø.008" Carbide Ball X .455" Long. | 0.2 | 25.5
140-010 | Dial Test Indicator Contact Point | M1.7 Thds, Ø.010" Carbide Ball X .455" Long. | 0.2 | 25.5
140-015 | Dial Test Indicator Contact Point | M1.7 Thds, Ø.015" Carbide Ball X .455" Long. | 0.2 | 21
140-015R | Dial Test Indicator Contact Point | M1.7 Thds, Ø.0156" Ruby X .455" Long. | 0.2 | 68.25
140-020 | Dial Test Indicator Contact Point | M1.7 Thds, Ø.020" Carbide Ball X .455" Long. | 0.2 | 25.5
140-031 | Dial Test Indicator Contact Point | M1.7 Thds, Ø.031" Carbide Ball X .455" Long. | 0.2 | 17.25
140-031R | Dial Test Indicator Contact Point | M1.7 Thds, Ø.031" Ruby Ball X .455" Long. | 0.2 | 28.5
140-040 | Dial Test Indicator Contact Point | M1.7 Thds, Ø1.0mm Carbide Ball X .455" Long. | 0.2 | 17.25
140-040R | Dial Test Indicator Contact Point | M1.7 Thds, Ø1.0mm Ruby Ball X .455" Long. | 0.2 | 28.5
140-060R | Dial Test Indicator Contact Point | M1.7 Thds, Ø1.5mm Ruby Ball X .455" Long. | 0.2 | 28.5
140-062 | Dial Test Indicator Contact Point | M1.7 Thds, Ø.062" Carbide Ball X .455" Long. | 0.2 | 17.25
140-062R | Dial Test Indicator Contact Point | M1.7 Thds, Ø.062" Ruby Ball X .455" Long. | 0.2 | 28.5
140-080 | Dial Test Indicator Contact Point | M1.7 Thds, Ø2.0mm Carbide Ball X .455" Long. | 0.2 | 17.25
140-080R | Dial Test Indicator Contact Point | M1.7 Thds, Ø2.0mm Ruby Ball X .455" Long. | 0.2 | 28.5
140-100 | Dial Test Indicator Contact Point | M1.7 Thds, Ø.100" Carbide Ball X .455" Long. | 0.3 | 17.25
140-100R | Dial Test Indicator Contact Point | M1.7 Thds, Ø2.5mm Ruby Ball X .455" Long. | 0.2 | 28.5
141-015 | Dial Test Indicator Contact Point | M1.7 Thds, Ø.015" Carbide Ball X 1.198" Long. | 0.4 | 23.5
141-015R | Dial Test Indicator Contact Point | M1.7 Thds, Ø.0156" Ruby X 1.198" Long. | 0.4 | 68.25
141-031 | Dial Test Indicator Contact Point | M1.7 Thds, Ø.031" Carbide Ball X 1.198" Long. | 0.4 | 19.75
141-031R | Dial Test Indicator Contact Point | M1.7 Thds, Ø.031" Ruby Ball X 1.198" Long. | 0.4 | 28.5
141-040 | Dial Test Indicator Contact Point | M1.7 Thds, Ø1.0mm Carbide Ball X 1.198" Long. | 0.4 | 19.75
141-040R | Dial Test Indicator Contact Point | M1.7 Thds, Ø1.0mm Ruby Ball X 1.198" Long. | 0.4 | 28.5
141-060R | Dial Test Indicator Contact Point | M1.7 Thds, Ø1.5mm Ruby Ball X 1.198" Long. | 0.4 | 28.5
141-062 | Dial Test Indicator Contact Point | M1.7 Thds, Ø.062" Carbide Ball X 1.198" Long. | 0.4 | 19.75
141-062R | Dial Test Indicator Contact Point | M1.7 Thds, Ø.062" Ruby Ball X 1.198" Long. | 0.4 | 28.5
141-080 | Dial Test Indicator Contact Point | M1.7 Thds, Ø2.0mm Carbide Ball X 1.198" Long. | 0.5 | 19.75
141-080R | Dial Test Indicator Contact Point | M1.7 Thds, Ø2.0mm Ruby Ball X 1.198" Long. | 0.5 | 28.5
141-100 | Dial Test Indicator Contact Point | M1.7 Thds, Ø.100" Carbide Ball X 1.198" Long. | 0.6 | 19.75
141-100R | Dial Test Indicator Contact Point | M1.7 Thds, Ø2.5mm Ruby Ball X 1.198" Long. | 0.5 | 28.5
141-120 | Dial Test Indicator Contact Point | M1.7 Thds, Ø3.0MM Carbide Ball X 1.198" Long. | 0.7 | 19.75
142-008 | Dial Test Indicator Contact Point | M1.7 Thds, Ø.008" Carbide Ball X 2.750" Long. | 1.6 | 36.5
142-015 | Dial Test Indicator Contact Point | M1.7 Thds, Ø.015" Carbide Ball X 2.750" Long. | 1.6 | 31.5
142-015R | Dial Test Indicator Contact Point | M1.7 Thds, Ø.0156" Ruby Ball X 2.750" Long. | 1.6 | 68.25
142-031 | Dial Test Indicator Contact Point | M1.7 Thds, Ø.031" Carbide Ball X 2.750" Long. | 1.5 | 27.75
142-031R | Dial Test Indicator Contact Point | M1.7 Thds, Ø.031" Ruby Ball X 2.750" Long. | 1.5 | 28.5
142-040 | Dial Test Indicator Contact Point | M1.7 Thds, Ø1.0mm Carbide Ball X 2.750" Long. | 1.6 | 27.75
142-040R | Dial Test Indicator Contact Point | M1.7 Thds, Ø1.0mm Ruby Ball X 2.750" Long. | 1.6 | 28.5
142-060 | Dial Test Indicator Contact Point | M1.7 Thds, Ø1.0mm Carbide Ball X 2.750" Long. | 1.6 | 27.75
142-060R | Dial Test Indicator Contact Point | M1.7 Thds, Ø1.5mm Ruby Ball X 2.750" Long. | 1.7 | 28.5
142-062 | Dial Test Indicator Contact Point | M1.7 Thds, Ø.062" Carbide Ball X 2.750" Long. | 1.6 | 27.75
142-062R | Dial Test Indicator Contact Point | M1.7 Thds, Ø.062" Ruby Ball X 2.750" Long. | 1.6 | 28.5
142-080 | Dial Test Indicator Contact Point | M1.7 Thds, Ø2.0mm Carbide Ball X 2.750" Long. | 1.8 | 27.75
142-080R | Dial Test Indicator Contact Point | M1.7 Thds, Ø2.0mm Ruby Ball X 2.750" Long. | 1.7 | 28.5
142-100 | Dial Test Indicator Contact Point | M1.7 Thds, Ø.100" Carbide Ball X 2.750" Long. | 1.9 | 27.75
142-100R | Dial Test Indicator Contact Point | M1.7 Thds, Ø2.5mm Ruby Ball X 2.750" Long. | 1.8 | 28.5
143-015 | Dial Test Indicator Contact Point | M1.6 Thds, Ø.015" Carbide Ball X .516" Long. | 0.2 | 23.5
143-015R | Dial Test Indicator Contact Point | M1.6 Thds, Ø.0156" Ruby Ball X .516" Long. | 0.2 | 68.25
143-031 | Dial Test Indicator Contact Point | M1.6 Thds, Ø.031" Carbide Ball X .516" Long. | 0.2 | 19.75
143-031R | Dial Test Indicator Contact Point | M1.6 Thds, Ø.031" Ruby Ball X .516" Long. | 0.2 | 28.5
143-040 | Dial Test Indicator Contact Point | M1.6 Thds, Ø1.0mm Carbide Ball X .516" Long. | 0.2 | 19.75
143-040R | Dial Test Indicator Contact Point | M1.6 Thds, Ø1.0mm Ruby Ball X .516" Long. | 0.2 | 28.5
143-062 | Dial Test Indicator Contact Point | M1.6 Thds, Ø.062" Carbide Ball X .516" Long. | 0.2 | 19.75
143-062R | Dial Test Indicator Contact Point | M1.6 Thds, Ø.062" Ruby Ball X .516" Long. | 0.2 | 28.5
143-080 | Dial Test Indicator Contact Point | M1.6 Thds, Ø2.0mm Carbide Ball X .516" Long. | 0.3 | 19.75
143-080R | Dial Test Indicator Contact Point | M1.6 Thds, Ø2.0mm Ruby Ball X .516" Long. | 0.2 | 28.5
143-100 | Dial Test Indicator Contact Point | M1.6 Thds, Ø.100" Carbide Ball X .516" Long. | 0.3 | 19.75
143-100R | Dial Test Indicator Contact Point | M1.6 Thds, Ø2.5mm Ruby Ball X .516" Long. | 0.2 | 28.5
144-015 | Dial Test Indicator Contact Point | 1-64 Thds, Ø.015" Carbide Ball X .515" Long. | 0.3 | 21
144-015R | Dial Test Indicator Contact Point | 1-64 Thds, Ø.0156" Ruby Ball X .515" Long. | 0.3 | 68.25
144-031 | Dial Test Indicator Contact Point | 1-64 Thds, Ø.031" Carbide Ball X .515" Long. | 0.3 | 17.25
144-031R | Dial Test Indicator Contact Point | 1-64 Thds, Ø.031" Ruby Ball X .515" Long. | 0.3 | 28.5
144-040 | Dial Test Indicator Contact Point | 1-64 Thds, Ø1.0mm Carbide Ball X .515" Long. | 0.3 | 17.25
144-040R | Dial Test Indicator Contact Point | 1-64 Thds, Ø1.0mm Ruby Ball X .515" Long. | 0.3 | 28.5
144-062 | Dial Test Indicator Contact Point | 1-64 Thds, Ø.062" Carbide Ball X .515" Long. | 0.3 | 17.25
144-062R | Dial Test Indicator Contact Point | 1-64 Thds, Ø.062" Ruby Ball X .515" Long. | 0.3 | 28.5
144-080 | Dial Test Indicator Contact Point | 1-64 Thds, Ø2.0mm Carbide Ball X .515" Long. | 0.4 | 17.25
144-080R | Dial Test Indicator Contact Point | 1-64 Thds, Ø2.0mm Ruby Ball X .515" Long. | 0.3 | 28.5
144-100 | Dial Test Indicator Contact Point | 1-64 Thds, Ø.100" Carbide Ball X .515" Long. | 0.5 | 17.25
144-100R | Dial Test Indicator Contact Point | 1-64 Thds, Ø2.5mm Ruby Ball X .515" Long. | 0.4 | 28.5
145-006 | Dial Test Indicator Contact Point | M1.6 Thds, Ø.006" Carbide Ball X 1.652" Long. | 0.9 | 33.25
145-015 | Dial Test Indicator Contact Point | M1.6 Thds, Ø.015" Carbide Ball X 1.652" Long. | 0.9 | 25.5
145-015R | Dial Test Indicator Contact Point | M1.6 Thds, Ø.0156" Ruby Ball X 1.652" Long. | 0.9 | 68.25
145-031 | Dial Test Indicator Contact Point | M1.6 Thds, Ø.031" Carbide Ball X 1.652" Long. | 1 | 21.75
145-031R | Dial Test Indicator Contact Point | M1.6 Thds, Ø.031" Ruby Ball X 1.652" Long. | 1 | 28.5
145-040 | Dial Test Indicator Contact Point | M1.6 Thds, Ø1.0mm Carbide Ball X 1.652" Long. | 1 | 21.75
145-040R | Dial Test Indicator Contact Point | M1.6 Thds, Ø1.0mm Ruby Ball X 1.652" Long. | 1 | 28.5
145-062 | Dial Test Indicator Contact Point | M1.6 Thds, Ø.062" Carbide Ball X 1.652" Long. | 1.1 | 21.75
145-062R | Dial Test Indicator Contact Point | M1.6 Thds, Ø.062" Ruby Ball X 1.652" Long. | 1.1 | 28.5
145-080 | Dial Test Indicator Contact Point | M1.6 Thds, Ø2.0mm Carbide Ball X 1.652" Long. | 1.1 | 21.75
145-080R | Dial Test Indicator Contact Point | M1.6 Thds, Ø2.0mm Ruby Ball X 1.652" Long. | 1.1 | 28.5
145-100 | Dial Test Indicator Contact Point | M1.6 Thds, Ø.100" Carbide Ball X 1.652" Long. | 1.3 | 21.75
145-100R | Dial Test Indicator Contact Point | M1.6 Thds, Ø2.5mm Ruby Ball X 1.652" Long. | 1.2 | 28.5
146-015 | Dial Test Indicator Contact Point | M1.6 Thds, Ø.015" Carbide Ball X .660" Long. | 0.2 | 23.5
146-015R | Dial Test Indicator Contact Point | M1.6 Thds, Ø.0156" Ruby Ball X .660" Long. | 0.2 | 68.25
146-031 | Dial Test Indicator Contact Point | M1.6 Thds, Ø.031" Carbide Ball X .660" Long. | 0.2 | 19.75
146-031R | Dial Test Indicator Contact Point | M1.6 Thds, Ø.031" Ruby Ball X .660" Long. | 0.2 | 28.5
146-040 | Dial Test Indicator Contact Point | M1.6 Thds, Ø1.0mm Carbide Ball X .660" Long. | 0.3 | 19.75
146-040R | Dial Test Indicator Contact Point | M1.6 Thds, Ø1.0mm Ruby Ball X .660" Long. | 0.3 | 28.5
146-062 | Dial Test Indicator Contact Point | M1.6 Thds, Ø.062" Carbide Ball X .660" Long. | 0.3 | 19.75
146-062R | Dial Test Indicator Contact Point | M1.6 Thds, Ø.062" Ruby Ball X .660" Long. | 0.3 | 28.5
146-080 | Dial Test Indicator Contact Point | M1.6 Thds, Ø2.0mm Carbide Ball X .660" Long. | 0.3 | 19.75
146-080R | Dial Test Indicator Contact Point | M1.6 Thds, Ø2.0mm Ruby Ball X .660" Long. | 0.3 | 28.5
146-100 | Dial Test Indicator Contact Point | M1.6 Thds, Ø.100" Carbide Ball X .660" Long. | 0.4 | 19.75
146-100R | Dial Test Indicator Contact Point | M1.6 Thds, Ø2.5mm Ruby Ball X .660" Long. | 0.3 | 28.5
147-015 | Dial Test Indicator Contact Point | M1.6 Thds, Ø.015" Carbide Ball X .750" Long. | 0.3 | 23.5
147-015R | Dial Test Indicator Contact Point | M1.6 Thds, Ø.0156" Ruby Ball X .750" Long. | 0.3 | 68.25
147-031 | Dial Test Indicator Contact Point | M1.6 Thds, Ø.031" Carbide Ball X .750" Long. | 0.3 | 19.75
147-031R | Dial Test Indicator Contact Point | M1.6 Thds, Ø.031" Ruby Ball X .750" Long. | 0.3 | 28.5
147-040 | Dial Test Indicator Contact Point | M1.6 Thds, Ø1.0mm Carbide Ball X .750" Long. | 0.3 | 19.75
147-040R | Dial Test Indicator Contact Point | M1.6 Thds, Ø1.0mm Ruby Ball X .750" Long. | 0.3 | 28.5
147-062 | Dial Test Indicator Contact Point | M1.6 Thds, Ø.062" Carbide Ball X .750" Long. | 0.3 | 19.75
147-062R | Dial Test Indicator Contact Point | M1.6 Thds, Ø.062" Ruby Ball X .750" Long. | 0.3 | 28.5
147-080 | Dial Test Indicator Contact Point | M1.6 Thds, Ø2.0mm Carbide Ball X .750" Long. | 0.4 | 19.75
147-080R | Dial Test Indicator Contact Point | M1.6 Thds, Ø2.0mm Ruby Ball X .750" Long. | 0.3 | 28.5
147-100 | Dial Test Indicator Contact Point | M1.6 Thds, Ø.100" Carbide Ball X .750" Long. | 0.5 | 19.75
147-100R | Dial Test Indicator Contact Point | M1.6 Thds, Ø2.5mm Ruby Ball X .750" Long. | 0.3 | 28.5
148-015 | Dial Test Indicator Contact Point | M1.6 Thds, Ø.015" Carbide Ball X 1.415" Long. | 0.5 | 26.75
148-015R | Dial Test Indicator Contact Point | M1.6 Thds, Ø.0156" Ruby Ball X 1.415" Long. | 0.5 | 68.25
148-031 | Dial Test Indicator Contact Point | M1.6 Thds, Ø.031" Carbide Ball X 1.415" Long. | 0.4 | 22.25
148-031R | Dial Test Indicator Contact Point | M1.6 Thds, Ø.031" Ruby Ball X 1.415" Long. | 0.4 | 28.5
148-040 | Dial Test Indicator Contact Point | M1.6 Thds, Ø1.0mm Carbide Ball X 1.415" Long. | 0.5 | 22.25
148-040R | Dial Test Indicator Contact Point | M1.6 Thds, Ø1.0mm Ruby Ball X 1.415" Long. | 0.5 | 28.5
148-062 | Dial Test Indicator Contact Point | M1.6 Thds, Ø.062" Carbide Ball X 1.415" Long. | 0.5 | 22.25
148-062R | Dial Test Indicator Contact Point | M1.6 Thds, Ø.062" Ruby Ball X 1.415" Long. | 0.5 | 28.5
148-080 | Dial Test Indicator Contact Point | M1.6 Thds, Ø2.0mm Carbide Ball X 1.415" Long. | 0.6 | 22.25
148-080R | Dial Test Indicator Contact Point | M1.6 Thds, Ø2.0mm Ruby Ball X 1.415" Long. | 0.6 | 28.5
148-100 | Dial Test Indicator Contact Point | M1.6 Thds, Ø.100" Carbide Ball X 1.415" Long. | 0.7 | 22.25
148-100R | Dial Test Indicator Contact Point | M1.6 Thds, Ø2.5mm Ruby Ball X 1.415" Long. | 0.6 | 28.5
149-015 | Dial Test Indicator Contact Point | M1.7 Thds, Ø.015" Carbide Ball X 1.750" Long. | 0.9 | 24.25
149-015R | Dial Test Indicator Contact Point | M1.7 Thds, Ø.0156" Ruby Ball X 1.750" Long. | 0.9 | 68.25
149-031 | Dial Test Indicator Contact Point | M1.7 Thds, Ø.031" Carbide Ball X 1.750" Long. | 0.9 | 20.25
149-031R | Dial Test Indicator Contact Point | M1.7 Thds, Ø.031" Ruby Ball X 1.750" Long. | 0.8 | 28.5
149-040 | Dial Test Indicator Contact Point | M1.7 Thds, Ø1.0mm Carbide Ball X 1.750" Long. | 0.9 | 20.25
149-040R | Dial Test Indicator Contact Point | M1.7 Thds, Ø1.0mm Ruby Ball X 1.750" Long. | 0.9 | 28.5
149-062 | Dial Test Indicator Contact Point | M1.7 Thds, Ø.062" Carbide Ball X 1.750" Long. | 0.9 | 20.25
149-062R | Dial Test Indicator Contact Point | M1.7 Thds, Ø.062" Ruby Ball X 1.750" Long. | 0.9 | 28.5
149-080 | Dial Test Indicator Contact Point | M1.7 Thds, Ø2.0mm Carbide Ball X 1.750" Long. | 1.1 | 20.25
149-080R | Dial Test Indicator Contact Point | M1.7 Thds, Ø2.0mm Ruby Ball X 1.750" Long. | 1.1 | 28.5
149-100 | Dial Test Indicator Contact Point | M1.7 Thds, Ø.100" Carbide Ball X 1.750" Long. | 1.1 | 20.25
149-100R | Dial Test Indicator Contact Point | M1.7 Thds, Ø2.5mm Ruby Ball X 1.750" Long. | 1 | 28.5
150-015 | Dial Test Indicator Contact Point | M1.6 Thds, Ø.015" Carbide Ball X .366" Long. | 0.2 | 22.25
150-015R | Dial Test Indicator Contact Point | M1.6 Thds, Ø.0156" Ruby Ball X .366" Long. | 0.2 | 68.25
150-031 | Dial Test Indicator Contact Point | M1.6 Thds, Ø.031" Carbide Ball X .366" Long. | 0.2 | 19
150-031R | Dial Test Indicator Contact Point | M1.6 Thds, Ø.031" Ruby Ball X .366" Long. | 0.2 | 28.5
150-040 | Dial Test Indicator Contact Point | M1.6 Thds, Ø1.0mm Carbide Ball X .366" Long. | 0.2 | 19
150-040R | Dial Test Indicator Contact Point | M1.6 Thds, Ø1.0mm Ruby Ball X .366" Long. | 0.2 | 28.5
150-062 | Dial Test Indicator Contact Point | M1.6 Thds, Ø.062" Carbide Ball X .366" Long. | 0.2 | 19
150-062R | Dial Test Indicator Contact Point | M1.6 Thds, Ø.062" Ruby Ball X .366" Long. | 0.2 | 28.5
150-080 | Dial Test Indicator Contact Point | M1.6 Thds, Ø2.0mm Carbide Ball X .366" Long. | 0.2 | 19
150-080R | Dial Test Indicator Contact Point | M1.6 Thds, Ø2.0mm Ruby Ball X .366" Long. | 0.2 | 28.5
150-100 | Dial Test Indicator Contact Point | M1.6 Thds, Ø.100" Carbide Ball X .366" Long. | 0.3 | 19
150-100R | Dial Test Indicator Contact Point | M1.6 Thds, Ø2.5mm Ruby Ball X .366" Long. | 0.2 | 28.5
151-015 | Dial Test Indicator Contact Point | M1.6 Thds, Ø.015" Carbide Ball X .636" Long. | 0.2 | 22.25
151-015R | Dial Test Indicator Contact Point | M1.6 Thds, Ø.0156" Ruby Ball X .636" Long. | 0.2 | 68.25
151-031 | Dial Test Indicator Contact Point | M1.6 Thds, Ø.031" Carbide Ball X .636" Long. | 0.2 | 19
151-031R | Dial Test Indicator Contact Point | M1.6 Thds, Ø.031" Ruby Ball X .636" Long. | 0.2 | 28.5
151-040 | Dial Test Indicator Contact Point | M1.6 Thds, Ø1.0mm Carbide Ball X .636" Long. | 0.3 | 19
151-040R | Dial Test Indicator Contact Point | M1.6 Thds, Ø1.0mm Ruby Ball X .636" Long. | 0.3 | 28.5
151-062 | Dial Test Indicator Contact Point | M1.6 Thds, Ø.062" Carbide Ball X .636" Long. | 0.3 | 19
151-062R | Dial Test Indicator Contact Point | M1.6 Thds, Ø.062" Ruby Ball X .636" Long. | 0.3 | 28.5
151-080 | Dial Test Indicator Contact Point | M1.6 Thds, Ø2.0mm Carbide Ball X .636" Long. | 0.3 | 19
151-080R | Dial Test Indicator Contact Point | M1.6 Thds, Ø2.0mm Ruby Ball X .636" Long. | 0.3 | 28.5
151-100 | Dial Test Indicator Contact Point | M1.6 Thds, Ø.100" Carbide Ball X .636" Long. | 0.4 | 19
151-100R | Dial Test Indicator Contact Point | M1.6 Thds, Ø2.5mm Ruby Ball X .636" Long. | 0.3 | 28.5
152-015 | Dial Test Indicator Contact Point | M1.6 Thds, Ø.015" Carbide Ball X 1.447" Long. | 0.5 | 24.25
152-015R | Dial Test Indicator Contact Point | M1.6 Thds, Ø.0156" Ruby Ball X 1.447" Long. | 0.5 | 68.25
152-031 | Dial Test Indicator Contact Point | M1.6 Thds, Ø.031" Carbide Ball X 1.447" Long. | 0.6 | 20.25
152-031R | Dial Test Indicator Contact Point | M1.6 Thds, Ø.031" Ruby Ball X 1.447" Long. | 0.6 | 28.5
152-040 | Dial Test Indicator Contact Point | M1.6 Thds, Ø1.0mm Carbide Ball X 1.447" Long. | 0.6 | 21.75
152-040R | Dial Test Indicator Contact Point | M1.6 Thds, Ø1.0mm Ruby Ball X 1.447" Long. | 0.6 | 28.5
152-062 | Dial Test Indicator Contact Point | M1.6 Thds, Ø.062" Carbide Ball X 1.447" Long. | 0.7 | 20.25
152-062R | Dial Test Indicator Contact Point | M1.6 Thds, Ø.062" Ruby Ball X 1.447" Long. | 0.7 | 28.5
152-080 | Dial Test Indicator Contact Point | M1.6 Thds, Ø2.0mm Carbide Ball X 1.447" Long. | 0.7 | 20.25
152-080R | Dial Test Indicator Contact Point | M1.6 Thds, Ø2.0mm Ruby Ball X 1.447" Long. | 0.7 | 28.5
152-100 | Dial Test Indicator Contact Point | M1.6 Thds, Ø.100" Carbide Ball X 1.447" Long. | 0.8 | 20.25
152-100R | Dial Test Indicator Contact Point | M1.6 Thds, Ø2.5mm Ruby Ball X 1.447" Long. | 0.7 | 28.5
153-015 | Dial Test Indicator Contact Point | M1.7 Thds, Ø.015" Carbide Ball X .375" Long. | 0.2 | 23.5
153-015R | Dial Test Indicator Contact Point | M1.7 Thds, Ø.0156" Ruby Ball X .375" Long. | 0.2 | 68.25
153-031 | Dial Test Indicator Contact Point | M1.7 Thds, Ø.031" Carbide Ball X .375" Long. | 0.2 | 19.75
153-031R | Dial Test Indicator Contact Point | M1.7 Thds, Ø.031" Ruby Ball X .375" Long. | 0.2 | 28.5
153-040 | Dial Test Indicator Contact Point | M1.7 Thds, Ø1.0mm Carbide Ball X .375" Long. | 0.2 | 19.75
153-040R | Dial Test Indicator Contact Point | M1.7 Thds, Ø1.0mm Ruby Ball X .375" Long. | 0.2 | 28.5
153-062 | Dial Test Indicator Contact Point | M1.7 Thds, Ø.062" Carbide Ball X .375" Long. | 0.2 | 19.75
153-062R | Dial Test Indicator Contact Point | M1.7 Thds, Ø.062" Ruby Ball X .375" Long. | 0.2 | 28.5
153-080 | Dial Test Indicator Contact Point | M1.7 Thds, Ø2.0mm Carbide Ball X .375" Long. | 0.2 | 19.75
153-080R | Dial Test Indicator Contact Point | M1.7 Thds, Ø2.0mm Ruby Ball X .375" Long. | 0.2 | 28.5
153-100 | Dial Test Indicator Contact Point | M1.7 Thds, Ø.100" Carbide Ball X .375" Long. | 0.3 | 19.75
153-100R | Dial Test Indicator Contact Point | M1.7 Thds, Ø2.5mm Ruby Ball X .375" Long. | 0.2 | 28.5
154-015 | Dial Test Indicator Contact Point | 1-64 Thds, Ø.015" Carbide Ball X 1.196" Long. | 0.5 | 24.25
154-015R | Dial Test Indicator Contact Point | 1-64 Thds, Ø.0156" Ruby Ball X 1.196" Long. | 0.5 | 68.25
154-031 | Dial Test Indicator Contact Point | 1-64 Thds, Ø.031" Carbide Ball X 1.196" Long. | 0.5 | 20.25
154-031R | Dial Test Indicator Contact Point | 1-64 Thds, Ø.031" Ruby Ball X 1.196" Long. | 0.5 | 28.5
154-040 | Dial Test Indicator Contact Point | 1-64 Thds, Ø1.0mm Carbide Ball X 1.196" Long. | 0.5 | 20.25
154-040R | Dial Test Indicator Contact Point | 1-64 Thds, Ø1.0mm Ruby Ball X 1.196" Long. | 0.5 | 28.5
154-062 | Dial Test Indicator Contact Point | 1-64 Thds, Ø.062" Carbide Ball X 1.196" Long. | 0.6 | 20.25
154-062R | Dial Test Indicator Contact Point | 1-64 Thds, Ø.062" Ruby Ball X 1.196" Long. | 0.6 | 28.5
154-080 | Dial Test Indicator Contact Point | 1-64 Thds, Ø2.0mm Carbide Ball X 1.196" Long. | 0.7 | 20.25
154-080R | Dial Test Indicator Contact Point | 1-64 Thds, Ø2.0mm Ruby Ball X 1.196" Long. | 0.6 | 28.5
154-100 | Dial Test Indicator Contact Point | 1-64 Thds, Ø.100" Carbide Ball X 1.196" Long. | 0.8 | 20.25
154-100R | Dial Test Indicator Contact Point | 1-64 Thds, Ø2.5mm Ruby Ball X 1.196" Long. | 0.7 | 28.5
155-015 | Dial Test Indicator Contact Point | M1.7 Thds, Ø.015" Carbide Ball X .365" Long. | 0.2 | 23.5
155-015R | Dial Test Indicator Contact Point | M1.7 Thds, Ø.0156" Ruby Ball X .365" Long. | 0.2 | 68.25
155-031 | Dial Test Indicator Contact Point | M1.7 Thds, Ø.031" Carbide Ball X .365" Long. | 0.2 | 19.75
155-031R | Dial Test Indicator Contact Point | M1.7 Thds, Ø.031" Ruby Ball X .365" Long. | 0.2 | 28.5
155-040 | Dial Test Indicator Contact Point | M1.7 Thds, Ø1.0mm Carbide Ball X .365" Long. | 0.2 | 19.75
155-040R | Dial Test Indicator Contact Point | M1.7 Thds, Ø1.0mm Ruby Ball X .365" Long. | 0.2 | 28.5
155-062 | Dial Test Indicator Contact Point | M1.7 Thds, Ø.062" Carbide Ball X .365" Long. | 0.3 | 19.75
155-062R | Dial Test Indicator Contact Point | M1.7 Thds, Ø.062" Ruby Ball X .365" Long. | 0.3 | 28.5
155-080 | Dial Test Indicator Contact Point | M1.7 Thds, Ø2.0mm Carbide Ball X .365" Long. | 0.3 | 19
155-080R | Dial Test Indicator Contact Point | M1.7 Thds, Ø2.0mm Ruby Ball X .365" Long. | 0.3 | 28.5
155-100 | Dial Test Indicator Contact Point | M1.7 Thds, Ø.100" Carbide Ball X .365" Long. | 0.4 | 19.75
155-100R | Dial Test Indicator Contact Point | M1.7 Thds, Ø2.5mm Ruby Ball X .365" Long. | 0.3 | 28.5
155-120R | Dial Test Indicator Contact Point | M1.7 Thds, Ø3.0mm Ruby Ball X .365" Long. | 0.3 | 28.5
156-015 | Dial Test Indicator Contact Point | M1.7 Thds, Ø.015" Carbide Ball X .375" Long. | 0.3 | 24.75
156-015R | Dial Test Indicator Contact Point | M1.7 Thds, Ø.0156" Ruby Ball X .375" Long. | 0.3 | 68.25
156-031 | Dial Test Indicator Contact Point | M1.7 Thds, Ø.031" Carbide Ball X .375" Long. | 0.3 | 21
156-031R | Dial Test Indicator Contact Point | M1.7 Thds, Ø.031" Ruby Ball X .375" Long. | 0.3 | 28.5
156-040 | Dial Test Indicator Contact Point | M1.7 Thds, Ø1.0mm Carbide Ball X .375" Long. | 0.3 | 21
156-040R | Dial Test Indicator Contact Point | M1.7 Thds, Ø1.0mm Ruby Ball X .375" Long. | 0.3 | 28.5
156-062 | Dial Test Indicator Contact Point | M1.7 Thds, Ø.062" Carbide Ball X .375" Long. | 0.3 | 21
156-062R | Dial Test Indicator Contact Point | M1.7 Thds, Ø.062" Ruby Ball X .375" Long. | 0.3 | 28.5
156-080 | Dial Test Indicator Contact Point | M1.7 Thds, Ø2.0mm Carbide Ball X .375" Long. | 0.4 | 21
156-080R | Dial Test Indicator Contact Point | M1.7 Thds, Ø2.0mm Ruby Ball X .375" Long. | 0.3 | 28.5
156-100 | Dial Test Indicator Contact Point | M1.7 Thds, Ø.100" Carbide Ball X .375" Long. | 0.4 | 21
156-100R | Dial Test Indicator Contact Point | M1.7 Thds, Ø2.5mm Ruby Ball X .375" Long. | 0.3 | 28.5
157-006 | Dial Test Indicator Contact Point | M1.7 Thds, Ø.006" Carbide Ball X .598" Long. | 0.2 | 28.5
157-015 | Dial Test Indicator Contact Point | M1.7 Thds, Ø.015" Carbide Ball X .598" Long. | 0.2 | 21
157-015R | Dial Test Indicator Contact Point | M1.7 Thds, Ø.0156" Ruby Ball X .598" Long. | 0.2 | 68.25
157-031 | Dial Test Indicator Contact Point | M1.7 Thds, Ø.031" Carbide Ball X .598" Long. | 0.2 | 17.25
157-031R | Dial Test Indicator Contact Point | M1.7 Thds, Ø.031" Ruby Ball X .598" Long. | 0.2 | 28.5
157-040 | Dial Test Indicator Contact Point | M1.7 Thds, Ø1.0mm Carbide Ball X .598" Long. | 0.2 | 17.25
157-040R | Dial Test Indicator Contact Point | M1.7 Thds, Ø1.0mm Ruby Ball X .598" Long. | 0.2 | 28.5
157-062 | Dial Test Indicator Contact Point | M1.7 Thds, Ø.062" Carbide Ball X .598" Long. | 0.2 | 17.25
157-062R | Dial Test Indicator Contact Point | M1.7 Thds, Ø.062" Ruby Ball X .598" Long. | 0.2 | 28.5
157-080 | Dial Test Indicator Contact Point | M1.7 Thds, Ø2.0mm Carbide Ball X .598" Long. | 0.3 | 17.25
157-080R | Dial Test Indicator Contact Point | M1.7 Thds, Ø2.0mm Ruby Ball X .598" Long. | 0.3 | 28.5
157-100 | Dial Test Indicator Contact Point | M1.7 Thds, Ø.100" Carbide Ball X .598" Long. | 0.4 | 17.25
157-100R | Dial Test Indicator Contact Point | M1.7 Thds, Ø2.5mm Ruby Ball X .598" Long. | 0.3 | 28.5
157-120 | Dial Test Indicator Contact Point | M1.7 Thds, Ø3.0mm Carbide Ball X .598" Long. | 0.4 | 27
158-015 | Dial Test Indicator Contact Point | M1.7 Thds, Ø.015" Carbide Ball X 2.890" Long. | 1.7 | 33.75
158-015R | Dial Test Indicator Contact Point | M1.7 Thds, Ø.0156" Ruby Ball X 2.890" Long. | 1.7 | 68.25
158-031 | Dial Test Indicator Contact Point | M1.7 Thds, Ø.031" Carbide Ball X 2.890" Long. | 1.7 | 30.5
158-031R | Dial Test Indicator Contact Point | M1.7 Thds, Ø.031" Ruby Ball X 2.890" Long. | 1.6 | 28.5
158-040 | Dial Test Indicator Contact Point | M1.7 Thds, Ø1.0mm Carbide Ball X 2.890" Long. | 1.6 | 30.5
158-040R | Dial Test Indicator Contact Point | M1.7 Thds, Ø1.0mm Ruby Ball X 2.890" Long. | 1.6 | 28.5
158-060 | Dial Test Indicator Contact Point | M1.7 Thds, Ø1.5mm Carbide Ball X 2.890" Long. | 1.8 | 30.5
158-062 | Dial Test Indicator Contact Point | M1.7 Thds, Ø.062" Carbide Ball X 2.890" Long. | 1.7 | 30.5
158-062R | Dial Test Indicator Contact Point | M1.7 Thds, Ø.062" Ruby Ball X 2.890" Long. | 1.7 | 28.5
158-080 | Dial Test Indicator Contact Point | M1.7 Thds, Ø2.0mm Carbide Ball X 2.890" Long. | 1.9 | 30.5
158-080R | Dial Test Indicator Contact Point | M1.7 Thds, Ø2.0mm Ruby Ball X 2.890" Long. | 1.9 | 28.5
158-100 | Dial Test Indicator Contact Point | M1.7 Thds, Ø.100" Carbide Ball X 2.890" Long. | 1.9 | 30.5
158-100R | Dial Test Indicator Contact Point | M1.7 Thds, Ø2.5mm Ruby Ball X 2.890" Long. | 1.8 | 28.5
159-012 | Dial Test Indicator Contact Point | M1.6 Thds, Ø.012" Carbide Ball X .545" Long. | 0.2 | 27.75
159-015 | Dial Test Indicator Contact Point | M1.6 Thds, Ø.015" Carbide Ball X .545" Long. | 0.2 | 23.5
159-015R | Dial Test Indicator Contact Point | M1.6 Thds, Ø.0156" Ruby Ball X .545" Long. | 0.2 | 68.25
159-031 | Dial Test Indicator Contact Point | M1.6 Thds, Ø.031" Carbide Ball X .545" Long. | 0.2 | 19.75
159-031R | Dial Test Indicator Contact Point | M1.6 Thds, Ø.031" Ruby Ball X .545" Long. | 0.2 | 28.5
159-040 | Dial Test Indicator Contact Point | M1.6 Thds, Ø1.0mm Carbide Ball X .545" Long. | 0.2 | 19.75
159-040R | Dial Test Indicator Contact Point | M1.6 Thds, Ø1.0mm Ruby Ball X .545" Long. | 0.2 | 28.5
159-062 | Dial Test Indicator Contact Point | M1.6 Thds, Ø.062" Carbide Ball X .545" Long. | 0.2 | 19.75
159-062R | Dial Test Indicator Contact Point | M1.6 Thds, Ø.062" Ruby Ball X .545" Long. | 0.2 | 28.5
159-080 | Dial Test Indicator Contact Point | M1.6 Thds, Ø2.0mm Carbide Ball X .545" Long. | 0.3 | 19.75
159-080R | Dial Test Indicator Contact Point | M1.6 Thds, Ø2.0mm Ruby Ball X .545" Long. | 0.2 | 28.5
159-100 | Dial Test Indicator Contact Point | M1.6 Thds, Ø.100" Carbide Ball X .545" Long. | 0.3 | 19.75
159-100R | Dial Test Indicator Contact Point | M1.6 Thds, Ø2.5mm Ruby Ball X .545" Long. | 0.2 | 28.5
160-015 | Dial Test Indicator Contact Point | M1.6 Thds, Ø.015" Carbide Ball X 1.378" Long. | 0.5 | 26.75
160-015R | Dial Test Indicator Contact Point | M1.6 Thds, Ø.0156" Ruby Ball X 1.378" Long. | 0.5 | 68.25
160-031 | Dial Test Indicator Contact Point | M1.6 Thds, Ø.031" Carbide Ball X 1.378" Long. | 0.5 | 22.25
160-031R | Dial Test Indicator Contact Point | M1.6 Thds, Ø.031" Ruby Ball X 1.378" Long. | 0.5 | 28.5
160-040 | Dial Test Indicator Contact Point | M1.6 Thds, Ø1.0mm Carbide Ball X 1.378" Long. | 0.5 | 22.25
160-040R | Dial Test Indicator Contact Point | M1.6 Thds, Ø1.0mm Ruby Ball X 1.378" Long. | 0.5 | 28.5
160-062 | Dial Test Indicator Contact Point | M1.6 Thds, Ø.062" Carbide Ball X 1.378" Long. | 0.6 | 22.25
160-062R | Dial Test Indicator Contact Point | M1.6 Thds, Ø.062" Ruby Ball X 1.378" Long. | 0.6 | 28.5
160-080 | Dial Test Indicator Contact Point | M1.6 Thds, Ø2.0mm Carbide Ball X 1.378" Long. | 0.6 | 22.25
160-080R | Dial Test Indicator Contact Point | M1.6 Thds, Ø2.0mm Ruby Ball X 1.378" Long. | 0.6 | 28.5
160-100 | Dial Test Indicator Contact Point | M1.6 Thds, Ø.100" Carbide Ball X 1.378" Long. | 0.7 | 22.25
160-100R | Dial Test Indicator Contact Point | M1.6 Thds, Ø2.5mm Ruby Ball X 1.378" Long. | 0.6 | 28.5
161-015 | Dial Test Indicator Contact Point | M1.6 Thds, Ø.015" Carbide Ball X 1.457" Long. | 0.5 | 26.75
161-015R | Dial Test Indicator Contact Point | M1.6 Thds, Ø.0156" Ruby Ball X 1.457" Long. | 0.5 | 68.25
161-031 | Dial Test Indicator Contact Point | M1.6 Thds, Ø.031" Carbide Ball X 1.457" Long. | 0.5 | 22.25
161-031R | Dial Test Indicator Contact Point | M1.6 Thds, Ø.031" Ruby Ball X 1.457" Long. | 0.5 | 28.5
161-040 | Dial Test Indicator Contact Point | M1.6 Thds, Ø1.0mm Carbide Ball X 1.457" Long. | 0.5 | 22.25
161-040R | Dial Test Indicator Contact Point | M1.6 Thds, Ø1.0mm Ruby Ball X 1.457" Long. | 0.5 | 28.5
161-062 | Dial Test Indicator Contact Point | M1.6 Thds, Ø.062" Carbide Ball X 1.457" Long. | 0.6 | 22.25
161-062R | Dial Test Indicator Contact Point | M1.6 Thds, Ø.062" Ruby Ball X 1.457" Long. | 0.6 | 28.5
161-080 | Dial Test Indicator Contact Point | M1.6 Thds, Ø2.0mm Carbide Ball X 1.457" Long. | 0.6 | 22.25
161-080R | Dial Test Indicator Contact Point | M1.6 Thds, Ø2.0mm Ruby Ball X 1.457" Long. | 0.6 | 28.5
161-100 | Dial Test Indicator Contact Point | M1.6 Thds, Ø.100" Carbide Ball X 1.457" Long. | 0.7 | 22.25
161-100R | Dial Test Indicator Contact Point | M1.6 Thds, Ø2.5mm Ruby Ball X 1.457" Long. | 0.6 | 28.5
162-008 | Dial Test Indicator Contact Point | M1.6 Thds, Ø.008" Carbide Ball X .561" Long. | 0.3 | 25.5
162-015 | Dial Test Indicator Contact Point | M1.6 Thds, Ø.015" Carbide Ball X .561" Long. | 0.3 | 21
162-015R | Dial Test Indicator Contact Point | M1.6 Thds, Ø.0156" Ruby Ball X .561" Long. | 0.3 | 68.25
162-031 | Dial Test Indicator Contact Point | M1.6 Thds, Ø.031" Carbide Ball X .561" Long. | 0.3 | 17.25
162-031R | Dial Test Indicator Contact Point | M1.6 Thds, Ø.031" Ruby Ball X .561" Long. | 0.3 | 28.5
162-040 | Dial Test Indicator Contact Point | M1.6 Thds, Ø1.0mm Carbide Ball X .561" Long. | 0.3 | 17.25
162-040R | Dial Test Indicator Contact Point | M1.6 Thds, Ø1.0mm Ruby Ball X .561" Long. | 0.3 | 28.5
162-062 | Dial Test Indicator Contact Point | M1.6 Thds, Ø.062" Carbide Ball X .561" Long. | 0.4 | 17.25
162-062R | Dial Test Indicator Contact Point | M1.6 Thds, Ø.062" Ruby Ball X .561" Long. | 0.4 | 28.5
162-080 | Dial Test Indicator Contact Point | M1.6 Thds, Ø2.0mm Carbide Ball X .561" Long. | 0.4 | 17.25
162-080R | Dial Test Indicator Contact Point | M1.6 Thds, Ø2.0mm Ruby Ball X .561" Long. | 0.4 | 28.5
162-100 | Dial Test Indicator Contact Point | M1.6 Thds, Ø.100" Carbide Ball X .561" Long. | 0.5 | 17.25
162-100R | Dial Test Indicator Contact Point | M1.6 Thds, Ø2.5mm Ruby Ball X .561" Long. | 0.4 | 28.5
163-015 | Dial Test Indicator Contact Point | M1.6 Thds, Ø.015" Carbide Ball X 1.269" Long. | 0.7 | 22.25
163-015R | Dial Test Indicator Contact Point | M1.6 Thds, Ø.0156" Ruby Ball X 1.269" Long. | 0.7 | 68.25
163-031 | Dial Test Indicator Contact Point | M1.6 Thds, Ø.031" Carbide Ball X 1.269" Long. | 0.7 | 19
163-031R | Dial Test Indicator Contact Point | M1.6 Thds, Ø.031" Ruby Ball X 1.269" Long. | 0.7 | 28.5
163-040 | Dial Test Indicator Contact Point | M1.6 Thds, Ø1.0mm Carbide Ball X 1.269" Long. | 0.7 | 19
163-040R | Dial Test Indicator Contact Point | M1.6 Thds, Ø1.0mm Ruby Ball X 1.269" Long. | 0.7 | 28.5
163-062 | Dial Test Indicator Contact Point | M1.6 Thds, Ø.062" Carbide Ball X 1.269" Long. | 0.7 | 19
163-062R | Dial Test Indicator Contact Point | M1.6 Thds, Ø.062" Ruby Ball X 1.269" Long. | 0.7 | 28.5
163-080 | Dial Test Indicator Contact Point | M1.6 Thds, Ø2.0mm Carbide Ball X 1.269" Long. | 0.8 | 19
163-080R | Dial Test Indicator Contact Point | M1.6 Thds, Ø2.0mm Ruby Ball X 1.269" Long. | 0.8 | 28.5
163-100 | Dial Test Indicator Contact Point | M1.6 Thds, Ø.100" Carbide Ball X 1.269" Long. | 1 | 19
163-100R | Dial Test Indicator Contact Point | M1.6 Thds, Ø2.5mm Ruby Ball X 1.269" Long. | 0.9 | 28.5
164-015 | Dial Test Indicator Contact Point | M1.6 Thds, Ø.015" Carbide Ball X 1.624" Long. | 1 | 25.5
164-015R | Dial Test Indicator Contact Point | M1.6 Thds, Ø.0156" Ruby Ball X 1.624" Long. | 1 | 68.25
164-031 | Dial Test Indicator Contact Point | M1.6 Thds, Ø.031" Carbide Ball X 1.624" Long. | 0.9 | 21.75
164-031R | Dial Test Indicator Contact Point | M1.6 Thds, Ø.031" Ruby Ball X 1.624" Long. | 0.9 | 28.5
164-040 | Dial Test Indicator Contact Point | M1.6 Thds, Ø1.0mm Carbide Ball X 1.624" Long. | 1 | 19
164-040R | Dial Test Indicator Contact Point | M1.6 Thds, Ø1.0mm Ruby Ball X 1.624" Long. | 1 | 28.5
164-062 | Dial Test Indicator Contact Point | M1.6 Thds, Ø.062" Carbide Ball X 1.624" Long. | 1 | 21.75
164-062R | Dial Test Indicator Contact Point | M1.6 Thds, Ø.062" Ruby Ball X 1.624" Long. | 1 | 28.5
164-080 | Dial Test Indicator Contact Point | M1.6 Thds, Ø2.0mm Carbide Ball X 1.624" Long. | 1.1 | 21.75
164-080R | Dial Test Indicator Contact Point | M1.6 Thds, Ø2.0mm Ruby Ball X 1.624" Long. | 1.1 | 28.5
164-100 | Dial Test Indicator Contact Point | M1.6 Thds, Ø.100" Carbide Ball X 1.624" Long. | 1.2 | 21.75
164-100R | Dial Test Indicator Contact Point | M1.6 Thds, Ø2.5mm Ruby Ball X 1.624" Long. | 1.1 | 28.5
165-006 | Dial Test Indicator Contact Point | 1-64 Thds, Ø.006" Carbide Ball X .728" Long. | 0.3 | 34.5
165-008 | Dial Test Indicator Contact Point | 1-64 Thds, Ø.008" Carbide Ball X .728" Long. | 0.3 | 31.5
165-015 | Dial Test Indicator Contact Point | 1-64 Thds, Ø.015" Carbide Ball X .728" Long. | 0.3 | 27.25
165-015R | Dial Test Indicator Contact Point | 1-64 Thds, Ø.0156" Ruby Ball X .728" Long. | 0.3 | 68.25
165-031 | Dial Test Indicator Contact Point | 1-64 Thds, Ø.031" Carbide Ball X .728" Long. | 0.3 | 23.5
165-031R | Dial Test Indicator Contact Point | 1-64 Thds, Ø.031" Ruby Ball X .728" Long. | 0.3 | 28.5
165-040 | Dial Test Indicator Contact Point | 1-64 Thds, Ø1.0mm Carbide Ball X .728" Long. | 0.3 | 23.5
165-040R | Dial Test Indicator Contact Point | 1-64 Thds, Ø1.0mm Ruby Ball X .728" Long. | 0.3 | 28.5
165-062 | Dial Test Indicator Contact Point | 1-64 Thds, Ø.062" Carbide Ball X .728" Long. | 0.3 | 23.5
165-062R | Dial Test Indicator Contact Point | 1-64 Thds, Ø.062" Ruby Ball X .728" Long. | 0.3 | 28.5
165-080 | Dial Test Indicator Contact Point | 1-64 Thds, Ø2.0mm Carbide Ball X .728" Long. | 0.4 | 23.5
165-080R | Dial Test Indicator Contact Point | 1-64 Thds, Ø2.0mm Ruby Ball X .728" Long. | 0.3 | 28.5
165-100 | Dial Test Indicator Contact Point | 1-64 Thds, Ø.100" Carbide Ball X .728" Long. | 0.4 | 23.5
165-100R | Dial Test Indicator Contact Point | 1-64 Thds, Ø2.5mm Ruby Ball X .728" Long. | 0.3 | 28.5
166-015 | Dial Test Indicator Contact Point | M1.7 Thds, Ø.015 Carbide Ball X .685" Long. | 0.2 | 21
166-015R | Dial Test Indicator Contact Point | M1.7 Thds, Ø.0156" Ruby Ball X .685" Long. | 0.2 | 68.25
166-031 | Dial Test Indicator Contact Point | M1.7 Thds, Ø.031" Carbide Ball X .685" Long. | 0.2 | 17.25
166-031R | Dial Test Indicator Contact Point | M1.7 Thds, Ø.031" Ruby Ball X .685" Long. | 0.2 | 28.5
166-040 | Dial Test Indicator Contact Point | M1.7 Thds, Ø1.0mm Carbide Ball X .685" Long. | 0.2 | 17.25
166-040R | Dial Test Indicator Contact Point | M1.7 Thds, Ø1.0mm Ruby Ball X .685" Long. | 0.2 | 28.5
166-062 | Dial Test Indicator Contact Point | M1.7 Thds, Ø.062" Carbide Ball X .685" Long. | 0.3 | 17.25
166-062R | Dial Test Indicator Contact Point | M1.7 Thds, Ø.062" Ruby Ball X .685" Long. | 0.3 | 28.5
166-080 | Dial Test Indicator Contact Point | M1.7 Thds, Ø2.0mm Carbide Ball X .685" Long. | 0.3 | 17.25
166-080R | Dial Test Indicator Contact Point | M1.7 Thds, Ø2.0mm Ruby Ball X .685" Long. | 0.3 | 28.5
166-100 | Dial Test Indicator Contact Point | M1.7 Thds, Ø.100" Carbide Ball X .685" Long. | 0.4 | 17.25
166-100R | Dial Test Indicator Contact Point | M1.7 Thds, Ø2.5mm Ruby Ball X .685" Long. | 0.3 | 28.5
167-015 | Dial Test Indicator Contact Point | M1.7 Thds, Ø.015" Carbide Ball X .441" Long. | 0.2 | 21
167-015R | Dial Test Indicator Contact Point | M1.7 Thds, Ø.0156" Ruby Ball X .441" Long. | 0.2 | 68.25
167-031 | Dial Test Indicator Contact Point | M1.7 Thds, Ø.031" Carbide Ball X .441" Long. | 0.2 | 17.25
167-031R | Dial Test Indicator Contact Point | M1.7 Thds, Ø.031" Ruby Ball X .441" Long. | 0.2 | 28.5
167-040 | Dial Test Indicator Contact Point | M1.7 Thds, Ø1.0mm Carbide Ball X .441" Long. | 0.2 | 19.75
167-040R | Dial Test Indicator Contact Point | M1.7 Thds, Ø1.0mm Ruby Ball X .441" Long. | 0.2 | 28.5
167-062 | Dial Test Indicator Contact Point | M1.7 Thds, Ø.062" Carbide Ball X .441" Long. | 0.2 | 18.5
167-062R | Dial Test Indicator Contact Point | M1.7 Thds, Ø.062" Ruby Ball X .441" Long. | 0.2 | 28.5
167-080 | Dial Test Indicator Contact Point | M1.7 Thds, Ø2.0mm Carbide Ball X .441" Long. | 0.2 | 17.25
167-080R | Dial Test Indicator Contact Point | M1.7 Thds, Ø2.0mm Ruby Ball X .441" Long. | 0.2 | 28.5
167-100 | Dial Test Indicator Contact Point | M1.7 Thds, Ø.100" Carbide Ball X .441" Long. | 0.3 | 19.75
167-100R | Dial Test Indicator Contact Point | M1.7 Thds, Ø2.5mm Ruby Ball X .441" Long. | 0.2 | 28.5
168-015 | Dial Test Indicator Contact Point | M1.7 Thds, Ø.015" Carbide Ball X 1.335" Long. | 0.4 | 26.5
168-015R | Dial Test Indicator Contact Point | M1.7 Thds, Ø.0156" Ruby Ball X 1.335" Long. | 0.4 | 68.25
168-031 | Dial Test Indicator Contact Point | M1.7 Thds, Ø.031" Carbide Ball X 1.335" Long. | 0.4 | 22.25
168-031R | Dial Test Indicator Contact Point | M1.7 Thds, Ø.031" Ruby Ball X 1.335" Long. | 0.4 | 28.5
168-040 | Dial Test Indicator Contact Point | M1.7 Thds, Ø1.0mm Carbide Ball X 1.335" Long. | 0.4 | 22.25
168-040R | Dial Test Indicator Contact Point | M1.7 Thds, Ø1.0mm Ruby Ball X 1.335" Long. | 0.4 | 28.5
168-062 | Dial Test Indicator Contact Point | M1.7 Thds, Ø.062" Carbide Ball X 1.335" Long. | 0.5 | 22.25
168-062R | Dial Test Indicator Contact Point | M1.7 Thds, Ø.062" Ruby Ball X 1.335" Long. | 0.5 | 28.5
168-080 | Dial Test Indicator Contact Point | M1.7 Thds, Ø2.0mm Carbide Ball X 1.335" Long. | 0.6 | 22.25
168-080R | Dial Test Indicator Contact Point | M1.7 Thds, Ø2.0mm Ruby Ball X 1.335" Long. | 0.5 | 28.5
168-100 | Dial Test Indicator Contact Point | M1.7 Thds, Ø.100" Carbide Ball X 1.335" Long. | 0.6 | 21
168-100R | Dial Test Indicator Contact Point | M1.7 Thds, Ø2.5mm Ruby Ball X 1.335" Long. | 0.5 | 28.5
169-015 | Dial Test Indicator Contact Point | M1.7 Thds, Ø.015" Carbide Ball X 1.614" Long. | 0.5 | 26.5
169-015R | Dial Test Indicator Contact Point | M1.7 Thds, Ø.0156" Ruby Ball X 1.614" Long. | 0.5 | 68.25
169-031 | Dial Test Indicator Contact Point | M1.7 Thds, Ø.031" Carbide Ball X 1.614" Long. | 0.4 | 22.25
169-031R | Dial Test Indicator Contact Point | M1.7 Thds, Ø.031" Ruby Ball X 1.614" Long. | 0.4 | 28.5
169-040 | Dial Test Indicator Contact Point | M1.7 Thds, Ø1.0mm Carbide Ball X 1.614" Long. | 0.5 | 22.25
169-040R | Dial Test Indicator Contact Point | M1.7 Thds, Ø1.0mm Ruby Ball X 1.614" Long. | 0.5 | 28.5
169-062 | Dial Test Indicator Contact Point | M1.7 Thds, Ø.062" Carbide Ball X 1.614" Long. | 0.5 | 22.25
169-062R | Dial Test Indicator Contact Point | M1.7 Thds, Ø.062" Ruby Ball X 1.614" Long. | 0.5 | 28.5
169-080 | Dial Test Indicator Contact Point | M1.7 Thds, Ø2.0mm Carbide Ball X 1.614" Long. | 0.7 | 22.25
169-080R | Dial Test Indicator Contact Point | M1.7 Thds, Ø2.0mm Ruby Ball X 1.614" Long. | 0.6 | 28.5
169-100 | Dial Test Indicator Contact Point | M1.7 Thds, Ø.100" Carbide Ball X 1.614" Long. | 0.8 | 22.25
169-100R | Dial Test Indicator Contact Point | M1.7 Thds, Ø2.5mm Ruby Ball X 1.614" Long. | 0.7 | 28.5
169-120 | Dial Test Indicator Contact Point | M1.7 Thds, Ø3.0mm Carbide Ball X 1.614" Long. | 0.9 | 22.25
172246-01 | Diamond Contact Point | M2.5 Thds, Diamond Insert Tip with .105" Spherical Radius, Ø1/4" Knurled Body Dia X .25" Long | 1.2 | 384.5
172246-4-48 | Diamond Contact Point | 4-48 Thds, Diamond Insert Tip with .105" Spherical Radius, Ø1/4" Knurled Body Dia X .25" Long | 1.2 | 384.5
180-015 | Dial Test Indicator Contact Point | M1.7 Thds, Ø.015" Carbide Ball X .335" Long. | 0.1 | 23.5
180-015R | Dial Test Indicator Contact Point | M1.7 Thds, Ø.0156" Ruby Ball X .335" Long. | 0.1 | 68.25
180-031 | Dial Test Indicator Contact Point | M1.7 Thds, Ø.031" Carbide Ball X .335" Long. | 0.1 | 19.75
180-031R | Dial Test Indicator Contact Point | M1.7 Thds, Ø.031" Ruby Ball X .335" Long. | 0.1 | 28.5
180-040 | Dial Test Indicator Contact Point | M1.7 Thds, Ø1.0mm Carbide Ball X .335" Long. | 0.1 | 19.75
180-040R | Dial Test Indicator Contact Point | M1.7 Thds, Ø1.0mm Ruby Ball X .335" Long. | 0.1 | 28.5
180-062 | Dial Test Indicator Contact Point | M1.7 Thds, Ø.062" Carbide Ball X .335" Long. | 0.2 | 19.75
180-062R | Dial Test Indicator Contact Point | M1.7 Thds, Ø.062" Ruby Ball X .335" Long. | 0.2 | 28.5
180-080 | Dial Test Indicator Contact Point | M1.7 Thds, Ø2.0mm Carbide Ball X .335" Long. | 0.2 | 19.75
180-080R | Dial Test Indicator Contact Point | M1.7 Thds, Ø2.0mm Ruby Ball X .335" Long. | 0.2 | 28.5
180-100 | Dial Test Indicator Contact Point | M1.7 Thds, Ø.100" Carbide Ball X .335" Long. | 0.3 | 19.75
180-100R | Dial Test Indicator Contact Point | M1.7 Thds, Ø2.5mm Ruby Ball X .335" Long. | 0.2 | 28.5
181-015 | Dial Test Indicator Contact Point | M1.7 Thds, Ø.015" Carbide Ball X 1.311" Long. | 0.4 | 26.5
181-015R | Dial Test Indicator Contact Point | M1.7 Thds, Ø.0156" Ruby Ball X 1.311" Long. | 0.4 | 68.25
181-031 | Dial Test Indicator Contact Point | M1.7 Thds, Ø.031" Carbide Ball X 1.311" Long. | 0.4 | 22.25
181-031R | Dial Test Indicator Contact Point | M1.7 Thds, Ø.031" Ruby Ball X 1.311" Long. | 0.4 | 28.5
181-040 | Dial Test Indicator Contact Point | M1.7 Thds, Ø1.0mm Carbide Ball X 1.311" Long. | 0.4 | 22.25
181-040R | Dial Test Indicator Contact Point | M1.7 Thds, Ø1.0mm Ruby Ball X 1.311" Long. | 0.4 | 28.5
181-062 | Dial Test Indicator Contact Point | M1.7 Thds, Ø.062" Carbide Ball X 1.311" Long. | 0.5 | 22.25
181-062R | Dial Test Indicator Contact Point | M1.7 Thds, Ø.062" Ruby Ball X 1.311" Long. | 0.5 | 28.5
181-080 | Dial Test Indicator Contact Point | M1.7 Thds, Ø2.0mm Carbide Ball X 1.311" Long. | 0.6 | 22.25
181-080R | Dial Test Indicator Contact Point | M1.7 Thds, Ø2.0mm Ruby Ball X 1.311" Long. | 0.5 | 28.5
181-100 | Dial Test Indicator Contact Point | M1.7 Thds, Ø.100" Carbide Ball X 1.311" Long. | 0.6 | 22.25
181-100R | Dial Test Indicator Contact Point | M1.7 Thds, Ø2.5mm Ruby Ball X 1.311" Long. | 0.5 | 28.5
182-015 | Dial Test Indicator Contact Point | M1.4 Thds, Ø.015" Carbide Ball X .256" Long. | 0.1 | 21
182-015R | Dial Test Indicator Contact Point | M1.4 Thds, Ø.0156" Ruby Ball X .256" Long. | 0.1 | 68.25
182-031 | Dial Test Indicator Contact Point | M1.4 Thds, Ø.031" Carbide Ball X .256" Long. | 0.1 | 17.25
182-031R | Dial Test Indicator Contact Point | M1.4 Thds, Ø.031" Ruby Ball X .256" Long. | 0.1 | 28.5
182-040 | Dial Test Indicator Contact Point | M1.4 Thds, Ø1.0mm Carbide Ball X .256" Long. | 0.1 | 17.25
182-040R | Dial Test Indicator Contact Point | M1.4 Thds, Ø1.0mm Ruby Ball X .256" Long. | 0.1 | 28.5
182-062 | Dial Test Indicator Contact Point | M1.4 Thds, Ø.062" Carbide Ball X .256" Long. | 0.1 | 17.25
182-062R | Dial Test Indicator Contact Point | M1.4 Thds, Ø.062" Ruby Ball X .256" Long. | 0.1 | 28.5
182-080 | Dial Test Indicator Contact Point | M1.4 Thds, Ø2.0mm Carbide Ball X .256" Long. | 0.2 | 17.25
182-080R | Dial Test Indicator Contact Point | M1.4 Thds, Ø2.0mm Ruby Ball X .256" Long. | 0.1 | 28.5
182-100 | Dial Test Indicator Contact Point | M1.4 Thds, Ø.100" Carbide Ball X .256" Long. | 0.2 | 17.25
182-100R | Dial Test Indicator Contact Point | M1.4 Thds, Ø2.5mm Ruby Ball X .256" Long. | 0.1 | 28.5
183-010 | Dial Test Indicator Contact Point | M2 Thds, Ø.010" Carbide Ball X .571" Long | 0.4 | 36
183-015 | Dial Test Indicator Contact Point | M2 Thds, Ø.015" Carbide Ball X .571" Long | 0.4 | 31.25
183-015R | Dial Test Indicator Contact Point | M2 Thds, Ø.0156" Ruby Ball X .571" Long | 0.4 | 68.25
183-020 | Dial Test Indicator Contact Point | M2 Thds, Ø.020" Carbide Ball X .571" Long | 0.4 | 31.25
183-031 | Dial Test Indicator Contact Point | M2 Thds, Ø.031" Carbide Ball X .571" Long | 0.4 | 27.5
183-031R | Dial Test Indicator Contact Point | M2 Thds, Ø.031" Ruby Ball X .571" Long | 0.4 | 36.5
183-040 | Dial Test Indicator Contact Point | M2 Thds, Ø1.0mm Carbide Ball X .571" Long | 0.4 | 27.5
183-040R | Dial Test Indicator Contact Point | M2 Thds, Ø1.0mm Ruby Ball X .571" Long | 0.4 | 36.5
183-062 | Dial Test Indicator Contact Point | M2 Thds, Ø.062" Carbide Ball X .571" Long | 0.4 | 27.5
183-062R | Dial Test Indicator Contact Point | M2 Thds, Ø.062" Ruby Ball X .571" Long | 0.4 | 36.5
183-080 | Dial Test Indicator Contact Point | M2 Thds, Ø2.0mm Carbide Ball X .571" Long | 0.5 | 27.5
183-080R | Dial Test Indicator Contact Point | M2 Thds, Ø2.0mm Ruby Ball X .571" Long | 0.4 | 36.5
183-100 | Dial Test Indicator Contact Point | M2 Thds, Ø.100" Carbide Ball X .571" Long | 0.6 | 27.5
183-100R | Dial Test Indicator Contact Point | M2 Thds, Ø2.5mm Ruby Ball X .571" Long | 0.5 | 36.5
184-015 | Dial Test Indicator Contact Point | M2 Thds, Ø.015" Carbide Ball X 1.622" Long | 1.1 | 34
184-015R | Dial Test Indicator Contact Point | M2 Thds, Ø.0156" Ruby Ball X 1.622" Long | 1.1 | 68.25
184-031 | Dial Test Indicator Contact Point | M2 Thds, Ø.031" Carbide Ball X 1.622" Long | 1 | 30.75
184-031R | Dial Test Indicator Contact Point | M2 Thds, Ø.031" Ruby Ball X 1.622" Long | 1 | 39.75
184-040 | Dial Test Indicator Contact Point | M2 Thds, Ø1.0mm Carbide Ball X 1.622" Long | 1.1 | 30.75
184-040R | Dial Test Indicator Contact Point | M2 Thds, Ø1.0mm Ruby Ball X 1.622" Long | 1.1 | 39.75
184-062 | Dial Test Indicator Contact Point | M2 Thds, Ø.062" Carbide Ball X 1.622" Long | 1.2 | 30.75
184-062R | Dial Test Indicator Contact Point | M2 Thds, Ø.062" Ruby Ball X 1.622" Long | 1.1 | 39.75
184-080 | Dial Test Indicator Contact Point | M2 Thds, Ø2.0mm Carbide Ball X 1.622" Long | 1.3 | 30.75
184-080R | Dial Test Indicator Contact Point | M2 Thds, Ø2.0mm Ruby Ball X 1.622" Long | 1.2 | 39.75
184-100 | Dial Test Indicator Contact Point | M2 Thds, Ø.100" Carbide Ball X 1.622" Long | 1.3 | 30.75
184-100R | Dial Test Indicator Contact Point | M2 Thds, Ø2.5mm Ruby Ball X 1.622" Long | 1.2 | 39.75
185-015 | Dial Test Indicator Contact Point | M2 Thds, Ø.015" Carbide Ball X .537" Long | 0.3 | 31.25
185-015R | Dial Test Indicator Contact Point | M2 Thds, Ø.0156" Ruby Ball X .537" Long | 0.3 | 68.25
185-031 | Dial Test Indicator Contact Point | M2 Thds, Ø.031" Carbide Ball X .537" Long | 0.3 | 27.5
185-031R | Dial Test Indicator Contact Point | M2 Thds, Ø.031" Ruby Ball X .537" Long | 0.3 | 39.75
185-040 | Dial Test Indicator Contact Point | M2 Thds, Ø1.0mm Carbide Ball X .537" Long | 0.4 | 27.5
185-040R | Dial Test Indicator Contact Point | M2 Thds, Ø1.0mm Ruby Ball X .537" Long | 0.3 | 39.75
185-060 | Dial Test Indicator Contact Point | M2 Thds, Ø1.5mm Carbide Ball X .537" Long | 0.4 | 27.5
185-060R | Dial Test Indicator Contact Point | M2 Thds, Ø1.5mm Ruby Ball X .537" Long | 0.4 | 39.75
185-062 | Dial Test Indicator Contact Point | M2 Thds, Ø.062" Carbide Ball X .537" Long | 0.4 | 27.5
185-062R | Dial Test Indicator Contact Point | M2 Thds, Ø.062" Ruby Ball X .537" Long | 0.4 | 39.75
185-080 | Dial Test Indicator Contact Point | M2 Thds, Ø2.0mm Carbide Ball X .537" Long | 0.4 | 27.5
185-080R | Dial Test Indicator Contact Point | M2 Thds, Ø2.0mm Ruby Ball X .537" Long | 0.4 | 39.75
185-100 | Dial Test Indicator Contact Point | M2 Thds, Ø.100" Carbide Ball X .537" Long | 0.5 | 27.5
185-100R | Dial Test Indicator Contact Point | M2 Thds, Ø2.5mm Ruby Ball X .537" Long | 0.4 | 39.75
186-015 | Dial Test Indicator Contact Point | M1.7 Thds, Ø.015" Carbide Ball X .676" Long. | 0.4 | 31.25
186-015R | Dial Test Indicator Contact Point | M1.7 Thds, Ø.0156" Ruby Ball X .676" Long. | 0.4 | 68.25
186-031 | Dial Test Indicator Contact Point | M1.7 Thds, Ø.031" Carbide Ball X .676" Long. | 0.4 | 27.5
186-031R | Dial Test Indicator Contact Point | M1.7 Thds, Ø.031" Ruby Ball X .676" Long. | 0.3 | 36.5
186-040 | Dial Test Indicator Contact Point | M1.7 Thds, Ø1.0mm Carbide Ball X .676" Long. | 0.4 | 27.5
186-040R | Dial Test Indicator Contact Point | M1.7 Thds, Ø1.0mm Ruby Ball X .676" Long. | 0.4 | 36.5
186-062 | Dial Test Indicator Contact Point | M1.7 Thds, Ø.062" Carbide Ball X .676" Long. | 0.4 | 27.5
186-062R | Dial Test Indicator Contact Point | M1.7 Thds, Ø.062" Ruby Ball X .676" Long. | 0.4 | 36.5
186-080 | Dial Test Indicator Contact Point | M1.7 Thds, Ø2.0mm Carbide Ball X .676" Long. | 0.5 | 27.5
186-080R | Dial Test Indicator Contact Point | M1.7 Thds, Ø2.0mm Ruby Ball X .676" Long. | 0.4 | 36.5
186-100 | Dial Test Indicator Contact Point | M1.7 Thds, Ø.100" Carbide Ball X .676" Long. | 0.6 | 27.5
186-100R | Dial Test Indicator Contact Point | M1.7 Thds, Ø2.5mm Ruby Ball X .676" Long. | 0.5 | 36.5
187-015 | Dial Test Indicator Contact Point | M1.7 Thds, Ø.015" Carbide Ball X .738" Long. | 0.2 | 31.25
187-015R | Dial Test Indicator Contact Point | M1.7 Thds, Ø.0156" Ruby Ball X .738" Long. | 0.2 | 68.25
187-031 | Dial Test Indicator Contact Point | M1.7 Thds, Ø.031" Carbide Ball X .738" Long. | 0.2 | 27.5
187-031R | Dial Test Indicator Contact Point | M1.7 Thds, Ø.031" Ruby Ball X .738" Long. | 0.2 | 36.5
187-040 | Dial Test Indicator Contact Point | M1.7 Thds, Ø1.0mm Carbide Ball X .738" Long. | 0.2 | 27.5
187-040R | Dial Test Indicator Contact Point | M1.7 Thds, Ø1.0mm Ruby Ball X .738" Long. | 0.2 | 36.5
187-062 | Dial Test Indicator Contact Point | M1.7 Thds, Ø.062" Carbide Ball X .738" Long. | 0.3 | 27.5
187-062R | Dial Test Indicator Contact Point | M1.7 Thds, Ø.062" Ruby Ball X .738" Long. | 0.3 | 36.5
187-080 | Dial Test Indicator Contact Point | M1.7 Thds, Ø2.0mm Carbide Ball X .738" Long. | 0.3 | 27.5
187-080R | Dial Test Indicator Contact Point | M1.7 Thds, Ø2.0mm Ruby Ball X .738" Long. | 0.3 | 36.5
187-100 | Dial Test Indicator Contact Point | M1.7 Thds, Ø.100" Carbide Ball X .738" Long. | 0.4 | 27.5
187-100R | Dial Test Indicator Contact Point | M1.7 Thds, Ø2.5mm Ruby Ball X .738" Long. | 0.3 | 36.5
188-015 | Dial Test Indicator Contact Point | M1.7 Thds, Ø.015" Carbide Ball X .369" Long. | 0.1 | 31.25
188-015R | Dial Test Indicator Contact Point | M1.7 Thds, Ø.0156" Ruby Ball X .369" Long. | 0.1 | 68.25
188-031 | Dial Test Indicator Contact Point | M1.7 Thds, Ø.031" Carbide Ball X .369" Long. | 0.1 | 27.5
188-031R | Dial Test Indicator Contact Point | M1.7 Thds, Ø.031" Ruby Ball X .369" Long. | 0.1 | 36.5
188-040 | Dial Test Indicator Contact Point | M1.7 Thds, Ø1.0mm Carbide Ball X .369" Long. | 0.1 | 27.5
188-040R | Dial Test Indicator Contact Point | M1.7 Thds, Ø1.0mm Ruby Ball X .369" Long. | 0.1 | 36.5
188-062 | Dial Test Indicator Contact Point | M1.7 Thds, Ø.062" Carbide Ball X .369" Long. | 0.1 | 27.5
188-062R | Dial Test Indicator Contact Point | M1.7 Thds, Ø.062" Ruby Ball X .369" Long. | 0.1 | 36.5
188-080 | Dial Test Indicator Contact Point | M1.7 Thds, Ø2.0mm Carbide Ball X .369" Long. | 0.2 | 27.5
188-080R | Dial Test Indicator Contact Point | M1.7 Thds, Ø2.0mm Ruby Ball X .369" Long. | 0.2 | 36.5
188-100 | Dial Test Indicator Contact Point | M1.7 Thds, Ø.100" Carbide Ball X .369" Long. | 0.3 | 27.5
188-100R | Dial Test Indicator Contact Point | M1.7 Thds, Ø2.5mm Ruby Ball X .369" Long. | 0.2 | 36.5
189-015 | Dial Test Indicator Contact Point | M2 Thds, Ø.015" Carbide Ball X .494" Long | 0.4 | 31.25
189-015R | Dial Test Indicator Contact Point | M2 Thds, Ø.0156" Ruby Ball X .494" Long | 0.4 | 68.25
189-031 | Dial Test Indicator Contact Point | M2 Thds, Ø.031" Carbide Ball X .494" Long | 0.4 | 27.5
189-031R | Dial Test Indicator Contact Point | M2 Thds, Ø.031" Ruby Ball X .494" Long | 0.4 | 39.75
189-040 | Dial Test Indicator Contact Point | M2 Thds, Ø1.0mm Carbide Ball X .494" Long | 0.4 | 27.5
189-040R | Dial Test Indicator Contact Point | M2 Thds, Ø1.0mm Ruby Ball X .494" Long | 0.4 | 39.75
189-062 | Dial Test Indicator Contact Point | M2 Thds, Ø.062" Carbide Ball X .494" Long | 0.4 | 27.5
189-062R | Dial Test Indicator Contact Point | M2 Thds, Ø.062" Ruby Ball X .494" Long | 0.4 | 39.75
189-080 | Dial Test Indicator Contact Point | M2 Thds, Ø2.0mm Carbide Ball X .494" Long | 0.4 | 27.5
189-080R | Dial Test Indicator Contact Point | M2 Thds, Ø2.0mm Ruby Ball X .494" Long | 0.4 | 39.75
189-100 | Dial Test Indicator Contact Point | M2 Thds, Ø.100" Carbide Ball X .494" Long | 0.5 | 27.5
189-100R | Dial Test Indicator Contact Point | M2 Thds, Ø2.5mm Ruby Ball X .494" Long | 0.4 | 39.75
190-015 | Dial Test Indicator Contact Point | M1.7 Thds, Ø.015" Carbide Ball X .609" Long. | 0.2 | 23.5
190-015R | Dial Test Indicator Contact Point | M1.7 Thds, Ø.0156" Ruby Ball X .609" Long. | 0.2 | 68.25
190-031 | Dial Test Indicator Contact Point | M1.7 Thds, Ø.031" Carbide Ball X .609" Long. | 0.2 | 19.75
190-031R | Dial Test Indicator Contact Point | M1.7 Thds, Ø.031" Ruby Ball X .609" Long. | 0.2 | 28.5
190-040 | Dial Test Indicator Contact Point | M1.7 Thds, Ø1.0mm Carbide Ball X .609" Long. | 0.2 | 19.75
190-040R | Dial Test Indicator Contact Point | M1.7 Thds, Ø1.0mm Ruby Ball X .609" Long. | 0.2 | 28.5
190-062 | Dial Test Indicator Contact Point | M1.7 Thds, Ø.062" Carbide Ball X .609" Long. | 0.3 | 19.75
190-062R | Dial Test Indicator Contact Point | M1.7 Thds, Ø.062" Ruby Ball X .609" Long. | 0.3 | 28.5
190-080 | Dial Test Indicator Contact Point | M1.7 Thds, Ø2.0mm Carbide Ball X .609" Long. | 0.3 | 19.75
190-080R | Dial Test Indicator Contact Point | M1.7 Thds, Ø2.0mm Ruby Ball X .609" Long. | 0.3 | 28.5
190-100 | Dial Test Indicator Contact Point | M1.7 Thds, Ø.100" Carbide Ball X .609" Long. | 0.4 | 19.75
190-100R | Dial Test Indicator Contact Point | M1.7 Thds, Ø2.5mm Ruby Ball X .609" Long. | 0.3 | 28.5
201-015 | Electronic Gagehead Indicator Tip | 1-72 Thds, Ø.015" Carbide Ball X .875" Long. For Airtronics Microtrol 1 Gagehead. | 0.6 | 26.75
201-015R | Electronic Gagehead Indicator Tip | 1-72 Thds, Ø.0156" Ruby Ball X .875" Long. For Airtronics Microtrol 1 Gagehead. | 0.6 | 68.25
201-031 | Electronic Gagehead Indicator Tip | 1-72 Thds, Ø.031" Carbide Ball X .875" Long. For Airtronics Microtrol 1 Gagehead. | 0.5 | 22.25
201-031R | Electronic Gagehead Indicator Tip | 1-72 Thds, Ø.031" Ruby Ball X .875" Long. For Airtronics Microtrol 1 Gagehead. | 0.5 | 33.5
201-062 | Electronic Gagehead Indicator Tip | 1-72 Thds, Ø.062" Carbide Ball X .875" Long. For Airtronics Microtrol 1 Gagehead. | 0.6 | 22.25
201-062R | Electronic Gagehead Indicator Tip | 1-72 Thds, Ø.062" Ruby Ball X .875" Long. For Airtronics Microtrol 1 Gagehead. | 0.6 | 33.5
201-100 | Electronic Gagehead Indicator Tip | 1-72 Thds, Ø.100" Carbide Ball X .875" Long. For Airtronics Microtrol 1 Gagehead. | 0.8 | 22.25
201-100R | Electronic Gagehead Indicator Tip | 1-72 Thds, Ø2.5mm Ruby Ball X .875" Long. For Airtronics Microtrol 1 Gagehead. | 0.7 | 33.5
201-125 | Electronic Gagehead Indicator Tip | 1-72 Thds, Ø.125" Carbide Ball X .875" Long. For Airtronics Microtrol 1 Gagehead. | 0.9 | 22.25
202-015 | Electronic Gagehead Indicator Tip | Ø.015" Carbide Ball X .945" Long. Fits B&S Multi-Angle Lever Gagehead Models 599-980 & 599-981 | 0.6 | 34.5
202-015R | Electronic Gagehead Indicator Tip | Ø.0156" Ruby Ball X .945" Long. Fits B&S Multi-Angle Lever Gagehead Models 599-980 & 599-981 | 0.6 | 68.25
202-031 | Electronic Gagehead Indicator Tip | Ø.0312" Carbide Ball X .945" Long. Fits B&S Multi-Angle Lever Gagehead Models 599-980 & 599-981 | 0.6 | 31
202-031R | Electronic Gagehead Indicator Tip | Ø.0312" Ruby Ball X .945" Long. Fits B&S Multi-Angle Lever Gagehead Models 599-980 & 599-981 | 0.6 | 50.25
202-040 | Electronic Gagehead Indicator Tip | Ø1.0mm Carbide Ball X .945" Long. Fits B&S Multi-Angle Lever Gagehead Models 599-980 & 599-981 | 0.6 | 31
202-040R | Electronic Gagehead Indicator Tip | Ø1.0mm Ruby Ball X .945" Long. Fits B&S Multi-Angle Lever Gagehead Models 599-980 & 599-981 | 0.6 | 50.25
202-062 | Electronic Gagehead Indicator Tip | Ø.0625" Carbide Ball X .945" Long. Fits B&S Multi-Angle Lever Gagehead Models 599-980 & 599-981 | 0.7 | 31
202-062R | Electronic Gagehead Indicator Tip | Ø.0625" Ruby Ball X .945" Long. Fits B&S Multi-Angle Lever Gagehead Models 599-980 & 599-981 | 0.6 | 50.25
202-080 | Electronic Gagehead Indicator Tip | Ø2.0mm Carbide Ball X .945" Long. Fits B&S Multi-Angle Lever Gagehead Models 599-980 & 599-981 | 0.8 | 31
202-080R | Electronic Gagehead Indicator Tip | Ø2.0mm Ruby Ball X .945" Long. Fits B&S Multi-Angle Lever Gagehead Models 599-980 & 599-981 | 0.7 | 50.25
202-100 | Electronic Gagehead Indicator Tip | Ø.100" Carbide Ball X .945" Long. Fits B&S Multi-Angle Lever Gagehead Models 599-980 & 599-981 | 0.8 | 31
202-100R | Electronic Gagehead Indicator Tip | Ø2.5mm Ruby Ball X .945" Long. Fits B&S Multi-Angle Lever Gagehead Models 599-980 & 599-981 | 0.7 | 50.25
203-015 | Electronic Gagehead Indicator Tip | For Bendix/Sheffield (Precision Devices Inc.) "Indi-AC" Gageheads, Straight Style, Standard Length, Ø.015" Carbide Ball X .844" Long. | 0.8 | 29.75
203-015R | Electronic Gagehead Indicator Tip | For Bendix/Sheffield (Precision Devices Inc.) "Indi-AC" Gageheads, Straight Style, Standard Length, Ø.0156" Ruby Ball X .844" Long. | 0.8 | 68.25
203-031 | Electronic Gagehead Indicator Tip | For Bendix/Sheffield (Precision Devices Inc.) "Indi-AC" Gageheads, Straight Style, Standard Length, Ø.031" Carbide Ball X .844" Long. | 0.8 | 26
203-031R | Electronic Gagehead Indicator Tip | For Bendix/Sheffield (Precision Devices Inc.) "Indi-AC" Gageheads, Straight Style, Standard Length, Ø.031" Ruby Ball X .844" Long. | 0.8 | 50.25
203-040 | Electronic Gagehead Indicator Tip | For Bendix/Sheffield (Precision Devices Inc.) "Indi-AC" Gageheads, Straight Style, Standard Length, Ø1.0mm Carbide Ball X .844" Long. | 0.8 | 26
203-040R | Electronic Gagehead Indicator Tip | For Bendix/Sheffield (Precision Devices Inc.) "Indi-AC" Gageheads, Straight Style, Standard Length, Ø1.0mm Ruby Ball X .844" Long. | 0.8 | 50.25
203-062 | Electronic Gagehead Indicator Tip | For Bendix/Sheffield (Precision Devices Inc.) "Indi-AC" Gageheads, Straight Style, Standard Length, Ø.062" Carbide Ball X .844" Long. | 0.9 | 26
203-062R | Electronic Gagehead Indicator Tip | For Bendix/Sheffield (Precision Devices Inc.) "Indi-AC" Gageheads, Straight Style, Standard Length, Ø.062" Ruby Ball X .844" Long. | 0.8 | 50.25
203-080 | Electronic Gagehead Indicator Tip | For Bendix/Sheffield (Precision Devices Inc.) "Indi-AC" Gageheads, Straight Style, Standard Length, Ø2.0mm Carbide Ball X .844" Long. | 0.9 | 26
203-080R | Electronic Gagehead Indicator Tip | For Bendix/Sheffield (Precision Devices Inc.) "Indi-AC" Gageheads, Straight Style, Standard Length, Ø2.0mm Ruby Ball X .844" Long. | 0.8 | 50.25
203-100 | Electronic Gagehead Indicator Tip | For Bendix/Sheffield (Precision Devices Inc.) "Indi-AC" Gageheads, Straight Style, Standard Length, Ø.100" Carbide Ball X .844" Long. | 1.1 | 26
203-100R | Electronic Gagehead Indicator Tip | For Bendix/Sheffield (Precision Devices Inc.) "Indi-AC" Gageheads, Straight Style, Standard Length, Ø2.5mm Ruby Ball X .844" Long. | 1 | 50.25
203-125 | Electronic Gagehead Indicator Tip | For Bendix/Sheffield (Precision Devices Inc.) "Indi-AC" Gageheads, Straight Style, Standard Length, Ø.125" Carbide Ball X .844" Long. | 1.3 | 26
204-015 | Electronic Gagehead Indicator Tip | For Bendix/Sheffield (Precision Devices Inc.) "Indi-AC" Gageheads, Straight Style, 2X Length, Ø.015" Carbide Ball X 1.688" Long. | 1.3 | 31
204-031 | Electronic Gagehead Indicator Tip | For Bendix/Sheffield (Precision Devices Inc.) "Indi-AC" Gageheads, Straight Style, 2X Length, Ø.031" Carbide Ball X 1.688" Long. | 1.2 | 27.25
204-062 | Electronic Gagehead Indicator Tip | For Bendix/Sheffield (Precision Devices Inc.) "Indi-AC" Gageheads, Straight Style, 2X Length, Ø.062" Carbide Ball X 1.688" Long. | 1.4 | 27.25
204-100 | Electronic Gagehead Indicator Tip | For Bendix/Sheffield (Precision Devices Inc.) "Indi-AC" Gageheads, Straight Style, 2X Length, Ø.100" Carbide Ball X 1.688" Long. | 1.6 | 27.25
204-125 | Electronic Gagehead Indicator Tip | For Bendix/Sheffield (Precision Devices Inc.) "Indi-AC" Gageheads, Straight Style, 2X Length, Ø.125" Carbide Ball X 1.688" Long. | 2.1 | 27.25
205-015 | Electronic Gagehead Indicator Tip | For Bendix/Sheffield (Precision Devices Inc.) "Indi-AC" Gageheads, Straight Style, 3X Length, Ø.015" Carbide Ball X 2.532" Long. | 1.8 | 31.5
205-031 | Electronic Gagehead Indicator Tip | For Bendix/Sheffield (Precision Devices Inc.) "Indi-AC" Gageheads, Straight Style, 3X Length, Ø.031" Carbide Ball X 2.532" Long. | 1.7 | 27.75
205-062 | Electronic Gagehead Indicator Tip | For Bendix/Sheffield (Precision Devices Inc.) "Indi-AC" Gageheads, Straight Style, 3X Length, Ø.062" Carbide Ball X 2.532" Long. | 1.8 | 27.75
205-100 | Electronic Gagehead Indicator Tip | For Bendix/Sheffield (Precision Devices Inc.) "Indi-AC" Gageheads, Straight Style, 3X Length, Ø.100" Carbide Ball X 2.532" Long. | 2.2 | 27.75
205-125 | Electronic Gagehead Indicator Tip | For Bendix/Sheffield (Precision Devices Inc.) "Indi-AC" Gageheads, Straight Style, 3X Length, Ø.125" Carbide Ball X 2.532" Long. | 2.8 | 27.75
206-015 | Electronic Gagehead Indicator Tip | 1-72 Thds, Ø.015" Carbide Ball X .915" Long. | 0.7 | 26.75
206-031 | Electronic Gagehead Indicator Tip | 1-72 Thds, Ø.031" Carbide Ball X .915" Long. | 0.6 | 22.25
206-062 | Electronic Gagehead Indicator Tip | 1-72 Thds, Ø.062" Carbide Ball X .915" Long. | 0.6 | 22.25
206-100 | Electronic Gagehead Indicator Tip | 1-72 Thds, Ø.100" Carbide Ball X .915" Long. | 0.8 | 22.25
206-125 | Electronic Gagehead Indicator Tip | 1-72 Thds, Ø.125" Carbide Ball X .915" Long. | 0.9 | 22.25
207-005 | Electronic Gagehead Indicator Tip | For Mahr Federal Electronic Lever Type Gage Heads, 4-48 Thds, Ø.005" Carbide Ball X 1.085" Long | 1.2 | 37
207-006 | Electronic Gagehead Indicator Tip | For Mahr Federal Electronic Lever Type Gage Heads, 4-48 Thds, Ø.006" Carbide Ball X 1.085" Long | 1.2 | 37
207-008 | Electronic Gagehead Indicator Tip | For Mahr Federal Electronic Lever Type Gage Heads, 4-48 Thds, Ø.008" Carbide Ball X 1.085" Long | 1.2 | 33.75
207-010 | Electronic Gagehead Indicator Tip | For Mahr Federal Electronic Lever Type Gage Heads, 4-48 Thds, Ø.010" Carbide Ball X 1.085" Long | 1.2 | 33.75
207-015 | Electronic Gagehead Indicator Tip | For Mahr Federal Electronic Lever Type Gage Heads, 4-48 Thds, Ø.015" Carbide Ball X 1.085" Long | 1.2 | 29.75
207-015R | Electronic Gagehead Indicator Tip | For Mahr Federal Electronic Lever Type Gage Heads, 4-48 Thds, Ø.0156" Ruby Ball X 1.085" Long | 1.2 | 68.25
207-031 | Electronic Gagehead Indicator Tip | For Mahr Federal Electronic Lever Type Gage Heads, 4-48 Thds, Ø.031" Carbide Ball X 1.085" Long | 1.2 | 26
207-031R | Electronic Gagehead Indicator Tip | For Mahr Federal Electronic Lever Type Gage Heads, 4-48 Thds, Ø.031" Ruby Ball X 1.085" Long | 1.2 | 43.75
207-040 | Electronic Gagehead Indicator Tip | For Mahr Federal Electronic Lever Type Gage Heads, 4-48 Thds, Ø1.0mm Carbide Ball X 1.085" Long | 1.3 | 26
207-040R | Electronic Gagehead Indicator Tip | For Mahr Federal Electronic Lever Type Gage Heads, 4-48 Thds, Ø1.0mm Ruby Ball X 1.085" Long | 1.2 | 43.75
207-060R | Electronic Gagehead Indicator Tip | For Mahr Federal Electronic Lever Type Gage Heads, 4-48 Thds, Ø1.5mm Ruby Ball X 1.085" Long | 1.3 | 43.75
207-062 | Electronic Gagehead Indicator Tip | For Mahr Federal Electronic Lever Type Gage Heads, 4-48 Thds, Ø.062" Carbide Ball X 1.085" Long | 1.3 | 26
207-062D | Electronic Gagehead Indicator Tip | Plastic Tipped, Non Marring, Indicator Tip; For Mahr Federal Electronic Lever Type Gage Heads, 4-48 Thds, Ø.062" Delrin Ball X 1.085" Long | 1.3 | 41.5
207-062R | Electronic Gagehead Indicator Tip | For Mahr Federal Electronic Lever Type Gage Heads, 4-48 Thds, Ø.062" Ruby Ball X 1.085" Long | 1.3 | 43.75
207-080 | Electronic Gagehead Indicator Tip | For Mahr Federal Electronic Lever Type Gage Heads, 4-48 Thds, Ø2.0mm Carbide Ball X 1.085" Long | 1.4 | 26
207-080D | Electronic Gagehead Indicator Tip | Plastic Tipped, Non Marring, Indicator Tip; For Mahr Federal Electronic Lever Type Gage Heads, 4-48 Thds, Ø2.0mm Delrin Ball X 1.085" Long | 1.3 | 41.5
207-080R | Electronic Gagehead Indicator Tip | For Mahr Federal Electronic Lever Type Gage Heads, 4-48 Thds, Ø2.0mm Ruby Ball X 1.085" Long | 1.3 | 43.75
207-100 | Electronic Gagehead Indicator Tip | For Mahr Federal Electronic Lever Type Gage Heads, 4-48 Thds, Ø.100" Carbide Ball X 1.085" Long | 1.5 | 26
207-100R | Electronic Gagehead Indicator Tip | For Mahr Federal Electronic Lever Type Gage Heads, 4-48 Thds, Ø2.5mm Ruby Ball X 1.085" Long | 1.4 | 43.75
207-120R | Electronic Gagehead Indicator Tip | For Mahr Federal Electronic Lever Type Gage Heads, 4-48 Thds, Ø3.0mm Ruby Ball X 1.085" Long | 1.7 | 43.75
207-125 | Electronic Gagehead Indicator Tip | For Mahr Federal Electronic Lever Type Gage Heads, 4-48 Thds, Ø.125" Carbide Ball X 1.085" Long | 1.9 | 26
207-125D | Electronic Gagehead Indicator Tip | Plastic Tipped, Non Marring, Indicator Tip; For Mahr Federal Electronic Lever Type Gage Heads, 4-48 Thds, Ø.125" Delrin Ball X 1.085" Long | 1.6 | 41.5
207-125R | Electronic Gagehead Indicator Tip | For Mahr Federal Electronic Lever Type Gage Heads, 4-48 Thds, Ø.125" Ruby Ball X 1.085" Long | 1.7 | 43.75
210-015 | Electronic Gagehead Indicator Tip | 1-72 Thds, Ø.015" Carbide Ball X .900" Long. | 0.6 | 26.75
210-015R | Electronic Gagehead Indicator Tip | 1-72 Thds, Ø.0156" Ruby Ball X .900" Long. | 0.6 | 68.25
210-031 | Electronic Gagehead Indicator Tip | 1-72 Thds, Ø.0312" Carbide Ball X .900" Long. | 0.6 | 22.25
210-031R | Electronic Gagehead Indicator Tip | 1-72 Thds, Ø.0312" Ruby Ball X .900" Long. | 0.6 | 28.5
210-040 | Electronic Gagehead Indicator Tip | 1-72 Thds, Ø1.0mm Carbide Ball X .900" Long. | 0.6 | 22.25
210-040R | Electronic Gagehead Indicator Tip | 1-72 Thds, Ø1.0mm Ruby Ball X .900" Long. | 0.6 | 28.5
210-062 | Electronic Gagehead Indicator Tip | 1-72 Thds, Ø.0625" Carbide Ball X .900" Long. | 0.7 | 22.25
210-062R | Electronic Gagehead Indicator Tip | 1-72 Thds, Ø.0625" Ruby Ball X .900" Long. | 0.6 | 28.5
210-080 | Electronic Gagehead Indicator Tip | 1-72 Thds, Ø2.0mm Carbide Ball X .900" Long. | 0.7 | 22.25
210-080R | Electronic Gagehead Indicator Tip | 1-72 Thds, Ø2.0mm Ruby Ball X .900" Long. | 0.6 | 28.5
210-100 | Electronic Gagehead Indicator Tip | 1-72 Thds, Ø.100" Carbide Ball X .900" Long. | 0.8 | 22.25
210-100R | Electronic Gagehead Indicator Tip | 1-72 Thds, Ø2.5mm Ruby Ball X .900" Long. | 0.7 | 28.5
212-015 | Electronic Gagehead Indicator Tip | Ratchet Style, Ø.015" Carbide Ball X .662" Long. | 0.3 | 32.75
212-031 | Electronic Gagehead Indicator Tip | Ratchet Style, Ø.0312" Carbide Ball X .662" Long. | 0.3 | 28.5
212-062 | Electronic Gagehead Indicator Tip | Ratchet Style, Ø.0625" Carbide Ball X .662" Long. | 0.4 | 28.5
212-100 | Electronic Gagehead Indicator Tip | Ratchet Style, Ø.100" Carbide Ball X .662" Long. | 0.5 | 28.5
213-015 | Electronic Gagehead Indicator Tip | For Starrett Lever Type Gageheads, Ø.015" Carbide Ball X .950" Long. | 0.8 | 29.75
213-015R | Electronic Gagehead Indicator Tip | For Starrett Lever Type Gageheads, Ø.0156" Ruby Ball X .950" Long. | 0.8 | 68.25
213-031 | Electronic Gagehead Indicator Tip | For Starrett Lever Type Gageheads, Ø.0312" Carbide Ball X .950" Long. | 0.8 | 26
213-031R | Electronic Gagehead Indicator Tip | For Starrett Lever Type Gageheads, Ø.0312" Ruby Ball X .950" Long. | 0.8 | 43.75
213-062 | Electronic Gagehead Indicator Tip | For Starrett Lever Type Gageheads, Ø.0625" Carbide Ball X .950" Long. | 0.8 | 26
213-062R | Electronic Gagehead Indicator Tip | For Starrett Lever Type Gageheads, Ø.0625" Ruby Ball X .950" Long. | 0.8 | 43.75
213-080 | Electronic Gagehead Indicator Tip | For Starrett Lever Type Gageheads, Ø2.0mm Carbide Ball X .950" Long. | 0.8 | 26
213-080R | Electronic Gagehead Indicator Tip | For Starrett Lever Type Gageheads, Ø2.0mm Ruby Ball X .950" Long. | 0.8 | 43.75
213-100 | Electronic Gagehead Indicator Tip | For Starrett Lever Type Gageheads, Ø.100" Carbide Ball X .950" Long. | 1 | 26
213-100R | Electronic Gagehead Indicator Tip | For Starrett Lever Type Gageheads, Ø2.5mm Ruby Ball X .950" Long. | 0.9 | 43.75
213-125 | Electronic Gagehead Indicator Tip | For Starrett Lever Type Gageheads, Ø.1250" Carbide Ball X .950" Long. | 1.1 | 26
214-015 | Electronic Gagehead Indicator Tip | For Bendix/Sheffield "Feathertouch" Gageheads, Ø.015" Carbide Ball X .760" Long. | 1.1 | 30.5
214-031 | Electronic Gagehead Indicator Tip | For Bendix/Sheffield "Feathertouch" Gageheads, Ø.031" Carbide Ball X .760" Long. | 0.8 | 26.75
214-062 | Electronic Gagehead Indicator Tip | For Bendix/Sheffield "Feathertouch" Gageheads, Ø.062" Carbide Ball X .760" Long. | 0.9 | 26.75
214-100 | Electronic Gagehead Indicator Tip | For Bendix/Sheffield "Feathertouch" Gageheads, Ø.100" Carbide Ball X .760" Long. | 1.1 | 26.75
215-015 | Electronic Gagehead Indicator Tip | For Brunswick "Finger Probe" Gageheads, Ball End Mounting Style, Ø.015" Carbide Ball X .555" Long. | 0.7 | 28.5
215-031 | Electronic Gagehead Indicator Tip | For Brunswick "Finger Probe" Gageheads, Ball End Mounting Style, Ø.031" Carbide Ball X .555" Long. | 0.5 | 24.75
215-062 | Electronic Gagehead Indicator Tip | For Brunswick "Finger Probe" Gageheads, Ball End Mounting Style, Ø.062" Carbide Ball X .555" Long. | 0.5 | 24.75
215-100 | Electronic Gagehead Indicator Tip | For Brunswick "Finger Probe" Gageheads, Ball End Mounting Style, Ø.100" Carbide Ball X .555" Long. | 0.7 | 24.75
216-015 | Electronic Gagehead Indicator Tip | For Brunswick "Finger Probe" Gageheads, Ball End Mounting Style, Ø.015" Carbide Ball X 1.055" Long. | 1.1 | 29.75
216-031 | Electronic Gagehead Indicator Tip | For Brunswick "Finger Probe" Gageheads, Ball End Mounting Style, Ø.031" Carbide Ball X 1.055" Long. | 1 | 26
216-062 | Electronic Gagehead Indicator Tip | For Brunswick "Finger Probe" Gageheads, Ball End Mounting Style, Ø.062" Carbide Ball X 1.055" Long. | 1 | 26
216-100 | Electronic Gagehead Indicator Tip | For Brunswick "Finger Probe" Gageheads, Ball End Mounting Style, Ø.100" Carbide Ball X 1.055" Long. | 1.2 | 26
217-015 | Electronic Gagehead Indicator Tip | 2-56 Thds, Ø.015" Carbide Ball X .760" Long. | 0.6 | 26.75
217-031 | Electronic Gagehead Indicator Tip | 2-56 Thds, Ø.031" Carbide Ball X .760" Long. | 0.5 | 22.25
217-062 | Electronic Gagehead Indicator Tip | 2-56 Thds, Ø.062" Carbide Ball X .760" Long. | 0.6 | 22.25
217-100 | Electronic Gagehead Indicator Tip | 2-56 Thds, Ø.100" Carbide Ball X .760" Long. | 0.8 | 22.25
218-015 | Electronic Gagehead Indicator Tip | For Bendix/Sheffield (Precision Devices Inc.) "Indi-AC" Gageheads, Straight Style, 4X Length, Ø.015" Carbide Ball X 3.376" Long. | 2.3 | 32.75
218-031 | Electronic Gagehead Indicator Tip | For Bendix/Sheffield (Precision Devices Inc.) "Indi-AC" Gageheads, Straight Style, 4X Length, Ø.031" Carbide Ball X 3.376" Long. | 2.4 | 28.5
218-062 | Electronic Gagehead Indicator Tip | For Bendix/Sheffield (Precision Devices Inc.) "Indi-AC" Gageheads, Straight Style, 4X Length, Ø.062" Carbide Ball X 3.376" Long. | 2.5 | 28.5
218-100 | Electronic Gagehead Indicator Tip | For Bendix/Sheffield (Precision Devices Inc.) "Indi-AC" Gageheads, Straight Style, 4X Length, Ø.100" Carbide Ball X 3.376" Long. | 2.8 | 28.5
218-125 | Electronic Gagehead Indicator Tip | For Bendix/Sheffield (Precision Devices Inc.) "Indi-AC" Gageheads, Straight Style, 4X Length, Ø.125" Carbide Ball X 3.376" Long. | 2.9 | 28.5
219-015 | Electronic Gagehead Indicator Tip | For Bendix/Sheffield (Precision Devices Inc.) "Indi-AC" Gageheads, Offset "Z" Style, Standard Length, Ø.015" Carbide Ball X .844" Long. | 0.9 | 30.5
219-015R | Electronic Gagehead Indicator Tip | For Bendix/Sheffield (Precision Devices Inc.) "Indi-AC" Gageheads, Offset "Z" Style, Standard Length, Ø.0156" Ruby Ball X .844" Long. | 0.9 | 68.25
219-031 | Electronic Gagehead Indicator Tip | For Bendix/Sheffield (Precision Devices Inc.) "Indi-AC" Gageheads, Offset "Z" Style, Standard Length, Ø.031" Carbide Ball X .844" Long. | 0.9 | 26.75
219-031R | Electronic Gagehead Indicator Tip | For Bendix/Sheffield (Precision Devices Inc.) "Indi-AC" Gageheads, Offset "Z" Style, Standard Length, Ø.031" Ruby Ball X .844" Long. | 0.9 | 50.25
219-040 | Electronic Gagehead Indicator Tip | For Bendix/Sheffield (Precision Devices Inc.) "Indi-AC" Gageheads, Offset "Z" Style, Standard Length, Ø1.0mm Carbide Ball X .844" Long. | 0.9 | 26.75
219-040R | Electronic Gagehead Indicator Tip | For Bendix/Sheffield (Precision Devices Inc.) "Indi-AC" Gageheads, Offset "Z" Style, Standard Length, Ø1.0mm Ruby Ball X .844" Long. | 0.9 | 50.25
219-062 | Electronic Gagehead Indicator Tip | For Bendix/Sheffield (Precision Devices Inc.) "Indi-AC" Gageheads, Offset "Z" Style, Standard Length, Ø.062" Carbide Ball X .844" Long. | 1 | 26.75
219-062R | Electronic Gagehead Indicator Tip | For Bendix/Sheffield (Precision Devices Inc.) "Indi-AC" Gageheads, Offset "Z" Style, Standard Length, Ø.062" Ruby Ball X .844" Long. | 0.9 | 50.25
219-080 | Electronic Gagehead Indicator Tip | For Bendix/Sheffield (Precision Devices Inc.) "Indi-AC" Gageheads, Offset "Z" Style, Standard Length, Ø2.0mm Carbide Ball X .844" Long. | 1.1 | 26.75
219-080R | Electronic Gagehead Indicator Tip | For Bendix/Sheffield (Precision Devices Inc.) "Indi-AC" Gageheads, Offset "Z" Style, Standard Length, Ø2.0mm Ruby Ball X .844" Long. | 1 | 50.25
219-100 | Electronic Gagehead Indicator Tip | For Bendix/Sheffield (Precision Devices Inc.) "Indi-AC" Gageheads, Offset "Z" Style, Standard Length, Ø.100" Carbide Ball X .844" Long. | 1.3 | 26.75
219-100R | Electronic Gagehead Indicator Tip | For Bendix/Sheffield (Precision Devices Inc.) "Indi-AC" Gageheads, Offset "Z" Style, Standard Length, Ø2.5mm Ruby Ball X .844" Long. | 1.1 | 50.25
219-125 | Electronic Gagehead Indicator Tip | For Bendix/Sheffield (Precision Devices Inc.) "Indi-AC" Gageheads, Offset "Z" Style, Standard Length, Ø.125" Carbide Ball X .844" Long. | 1.5 | 26.75
220-015 | Electronic Gagehead Indicator Tip | For Bendix/Sheffield (Precision Devices Inc.) "Indi-AC" Gageheads, Offset "Z" Style, 2X Length, Ø.015" Carbide Ball X 1.688" Long. | 1.4 | 31
220-031 | Electronic Gagehead Indicator Tip | For Bendix/Sheffield (Precision Devices Inc.) "Indi-AC" Gageheads, Offset "Z" Style, 2X Length, Ø.031" Carbide Ball X 1.688" Long. | 1.3 | 27.25
220-062 | Electronic Gagehead Indicator Tip | For Bendix/Sheffield (Precision Devices Inc.) "Indi-AC" Gageheads, Offset "Z" Style, 2X Length, Ø.062" Carbide Ball X 1.688" Long. | 1.4 | 27.25
220-100 | Electronic Gagehead Indicator Tip | For Bendix/Sheffield (Precision Devices Inc.) "Indi-AC" Gageheads, Offset "Z" Style, 2X Length, Ø.100" Carbide Ball X 1.688" Long. | 1.6 | 27.25
220-125 | Electronic Gagehead Indicator Tip | For Bendix/Sheffield (Precision Devices Inc.) "Indi-AC" Gageheads, Offset "Z" Style, 2X Length, Ø.125" Carbide Ball X 1.688" Long. | 2.3 | 27.25
221-015 | Electronic Gagehead Indicator Tip | For Bendix/Sheffield (Precision Devices Inc.) "Indi-AC" Gageheads, Offset "Z" Style, 3X Length, Ø.015" Carbide Ball X 2.532" Long. | 2 | 31.5
221-031 | Electronic Gagehead Indicator Tip | For Bendix/Sheffield (Precision Devices Inc.) "Indi-AC" Gageheads, Offset "Z" Style, 3X Length, Ø.031" Carbide Ball X 2.532" Long. | 1.8 | 27.75
221-040R | Electronic Gagehead Indicator Tip | For Bendix/Sheffield (Precision Devices Inc.) "Indi-AC" Gageheads, Offset "Z" Style, 3X Length, Ø1.0mm Ruby Ball X 2.532" Long. | 1.8 | 50.25
221-062 | Electronic Gagehead Indicator Tip | For Bendix/Sheffield (Precision Devices Inc.) "Indi-AC" Gageheads, Offset "Z" Style, 3X Length, Ø.062" Carbide Ball X 2.532" Long. | 2 | 27.75
221-100 | Electronic Gagehead Indicator Tip | For Bendix/Sheffield (Precision Devices Inc.) "Indi-AC" Gageheads, Offset "Z" Style, 3X Length, Ø.100" Carbide Ball X 2.532" Long. | 2.2 | 27.75
221-125 | Electronic Gagehead Indicator Tip | For Bendix/Sheffield (Precision Devices Inc.) "Indi-AC" Gageheads, Offset "Z" Style, 3X Length, Ø.125" Carbide Ball X 2.532" Long. | 2.3 | 27.75
222-015 | Electronic Gagehead Indicator Tip | For Bendix/Sheffield (Precision Devices Inc.) "Indi-AC" Gageheads, Offset "Z" Style, 4X Length, Ø.015" Carbide Ball X 3.376" Long. | 2.3 | 32.75
222-031 | Electronic Gagehead Indicator Tip | For Bendix/Sheffield (Precision Devices Inc.) "Indi-AC" Gageheads, Offset "Z" Style, 4X Length, Ø.031" Carbide Ball X 3.376" Long. | 2.3 | 28.5
222-062 | Electronic Gagehead Indicator Tip | For Bendix/Sheffield (Precision Devices Inc.) "Indi-AC" Gageheads, Offset "Z" Style, 4X Length, Ø.062" Carbide Ball X 3.376" Long. | 2.5 | 28.5
222-100 | Electronic Gagehead Indicator Tip | For Bendix/Sheffield (Precision Devices Inc.) "Indi-AC" Gageheads, Offset "Z" Style, 4X Length, Ø.100" Carbide Ball X 3.376" Long. | 3 | 28.5
222-125 | Electronic Gagehead Indicator Tip | For Bendix/Sheffield (Precision Devices Inc.) "Indi-AC" Gageheads, Offset "Z" Style, 4X Length, Ø.125" Carbide Ball X 3.376" Long. | 3.2 | 28.5
223-010 | Electronic Gagehead Indicator Tip | Ø.010" Carbide Ball X 1.260" Long. Fits B&S/Tesatronic Multi-Angle Lever Gagehead Model 599-988 and GT31 | 0.7 | 39.75
223-015 | Electronic Gagehead Indicator Tip | Ø.015" Carbide Ball X 1.260" Long. Fits B&S/Tesatronic Multi-Angle Lever Gagehead Model 599-988 and GT31 | 0.7 | 34.5
223-015R | Electronic Gagehead Indicator Tip | Ø.0156" Ruby Ball X 1.260" Long. Fits B&S/Tesatronic Multi-Angle Lever Gagehead Model 599-988 and GT31 | 0.7 | 68.25
223-025 | Electronic Gagehead Indicator Tip | Ø.025" Carbide Ball X 1.260" Long. Fits B&S/Tesatronic Multi-Angle Lever Gagehead Model 599-988 and GT31 | 0.7 | 31.5
223-031 | Electronic Gagehead Indicator Tip | Ø.0312" Carbide Ball X 1.260" Long. Fits B&S/Tesatronic Multi-Angle Lever Gagehead Model 599-988 and GT31 | 0.7 | 31
223-031R | Electronic Gagehead Indicator Tip | Ø.0312" Ruby Ball X 1.260" Long. Fits B&S/Tesatronic Multi-Angle Lever Gagehead Model 599-988 and GT31 | 0.7 | 50.25
223-040 | Electronic Gagehead Indicator Tip | Ø1.0mm Carbide Ball X 1.260" Long. Fits B&S/Tesatronic Multi-Angle Lever Gagehead Model 599-988 and GT31 | 0.7 | 31
223-040R | Electronic Gagehead Indicator Tip | Ø1.0mm Ruby Ball X 1.260" Long. Fits B&S/Tesatronic Multi-Angle Lever Gagehead Model 599-988 and GT31 | 0.7 | 50.25
223-046 | Electronic Gagehead Indicator Tip | Ø.0465" Carbide Ball X 1.260" Long. Fits B&S/Tesatronic Multi-Angle Lever Gagehead Model 599-988 and GT31 | 0.7 | 31
223-062 | Electronic Gagehead Indicator Tip | Ø.0625" Carbide Ball X 1.260" Long. Fits B&S/Tesatronic Multi-Angle Lever Gagehead Model 599-988 and GT31 | 0.8 | 31
223-062R | Electronic Gagehead Indicator Tip | Ø.0625" Ruby Ball X 1.260" Long. Fits B&S/Tesatronic Multi-Angle Lever Gagehead Model 599-988 and GT31 | 0.8 | 50.25
223-080 | Electronic Gagehead Indicator Tip | Ø2.0mm Carbide Ball X 1.260" Long. Fits B&S/Tesatronic Multi-Angle Lever Gagehead Model 599-988 and GT31 | 0.9 | 31
223-080R | Electronic Gagehead Indicator Tip | Ø2.0mm Ruby Ball X 1.260" Long. Fits B&S/Tesatronic Multi-Angle Lever Gagehead Model 599-988 and GT31 | 0.8 | 50.25
223-100 | Electronic Gagehead Indicator Tip | Ø.100" Carbide Ball X 1.260" Long. Fits B&S/Tesatronic Multi-Angle Lever Gagehead Model 599-988 and GT31 | 1 | 31
223-100R | Electronic Gagehead Indicator Tip | Ø2.5mm Ruby Ball X 1.260" Long. Fits B&S/Tesatronic Multi-Angle Lever Gagehead Model 599-988 and GT31 | 0.9 | 50.25
223-125 | Electronic Gagehead Indicator Tip | Ø.125" Carbide Ball X 1.260" Long. Fits B&S/Tesatronic Multi-Angle Lever Gagehead Model 599-988 and GT31 | 1.1 | 31
224-015 | Electronic Gagehead Indicator Tip | 4-40 Thds, Ø.015" Carbide Ball X 1.000" Long. | 0.9 | 26.75
224-031 | Electronic Gagehead Indicator Tip | 4-40 Thds, Ø.0312" Carbide Ball X 1.000" Long. | 0.8 | 22.25
224-062 | Electronic Gagehead Indicator Tip | 4-40 Thds, Ø.0625" Carbide Ball X 1.000" Long. | 0.9 | 22.25
224-100 | Electronic Gagehead Indicator Tip | 4-40 Thds, Ø.100" Carbide Ball X 1.000" Long. | 1.1 | 22.25
225-015 | Electronic Gagehead Indicator Tip | Adjustable Swivel Style For Mahr Federal Electronic Lever Type Gage Heads, 4-48 Thds, W/ø.015" Carbide Ball X 1.085" Long | 2.3 | 81.5
225-015R | Electronic Gagehead Indicator Tip | Adjustable Swivel Style For Mahr Federal Electronic Lever Type Gage Heads, 4-48 Thds, Ø.0156" Ruby Ball X 1.085" Long | 2.3 | 107
225-031 | Electronic Gagehead Indicator Tip | Adjustable Swivel Style For Mahr Federal Electronic Lever Type Gage Heads, 4-48 Thds, W/ø.031" Carbide Ball X 1.085" Long | 2.2 | 77.75
225-031R | Electronic Gagehead Indicator Tip | Adjustable Swivel Style For Mahr Federal Electronic Lever Type Gage Heads, 4-48 Thds, W/ø.031" Ruby Ball X 1.085" Long | 2.2 | 91.5
225-062 | Electronic Gagehead Indicator Tip | Adjustable Swivel Style For Mahr Federal Electronic Lever Type Gage Heads, 4-48 Thds, W/ø.062" Carbide Ball X 1.085" Long | 2.3 | 77.75
225-062D | Electronic Gagehead Indicator Tip | Plastic Tipped, Non Marring, Indicator Tip; Adjustable Swivel Style For Mahr Federal Electronic Lever Type Gage Heads, 4-48 Thds, W/ø.062" Delrin Ball X 1.085" Long | 2.2 | 86.25
225-062R | Electronic Gagehead Indicator Tip | Adjustable Swivel Style For Mahr Federal Electronic Lever Type Gage Heads, 4-48 Thds, W/ø.062" Ruby Ball X 1.085" Long | 2.3 | 91.5
225-080 | Electronic Gagehead Indicator Tip | Adjustable Swivel Style For Mahr Federal Electronic Lever Type Gage Heads, 4-48 Thds, W/ø2.0mm Carbide Ball X 1.085" Long | 2.3 | 77.75
225-080D | Electronic Gagehead Indicator Tip | Plastic Tipped, Non Marring, Indicator Tip; Adjustable Swivel Style For Mahr Federal Electronic Lever Type Gage Heads, 4-48 Thds, W/ø2.0mm Delrin Ball X 1.085" Long | 2.2 | 86.25
225-080R | Electronic Gagehead Indicator Tip | Adjustable Swivel Style For Mahr Federal Electronic Lever Type Gage Heads, 4-48 Thds, W/ø2.0mm Ruby Ball X 1.085" Long | 2.3 | 91.5
225-100 | Electronic Gagehead Indicator Tip | Adjustable Swivel Style For Mahr Federal Electronic Lever Type Gage Heads, 4-48 Thds, W/ø.100" Carbide Ball X 1.085" Long | 2.4 | 77.75
225-100R | Electronic Gagehead Indicator Tip | Adjustable Swivel Style For Mahr Federal Electronic Lever Type Gage Heads, 4-48 Thds, W/ø2.5mm Ruby Ball X 1.085" Long | 2.3 | 91.5
225-125 | Electronic Gagehead Indicator Tip | Adjustable Swivel Style For Mahr Federal Electronic Lever Type Gage Heads, 4-48 Thds, W/ø.125" Carbide Ball X 1.085" Long | 2.6 | 77.75
225-125D | Electronic Gagehead Indicator Tip | Plastic Tipped, Non Marring, Indicator Tip; Adjustable Swivel Style For Mahr Federal Electronic Lever Type Gage Heads, 4-48 Thds, W/ø.125" Delrin Ball X 1.085" Long | 2.4 | 86.25
225-125R | Electronic Gagehead Indicator Tip | Adjustable Swivel Style For Mahr Federal Electronic Lever Type Gage Heads, 4-48 Thds, W/ø.125" Ruby Ball X 1.085" Long | 2.5 | 91.5
226-015 | Electronic Gagehead Indicator Tip | M1.6 Thds, Ø.015" Carbide Ball X .827" Long. | 0.3 | 24.75
226-015R | Electronic Gagehead Indicator Tip | M1.6 Thds, Ø.0156" Ruby Ball X .827" Long. | 0.3 | 68.25
226-020 | Electronic Gagehead Indicator Tip | M1.6 Thds, Ø.020" Carbide Ball X .827" Long. | 0.3 | 29.75
226-031 | Electronic Gagehead Indicator Tip | M1.6 Thds, Ø.0312" Carbide Ball X .827" Long. | 0.3 | 21
226-031R | Electronic Gagehead Indicator Tip | M1.6 Thds, Ø.0312" Ruby Ball X .827" Long. | 0.3 | 50.25
226-040 | Electronic Gagehead Indicator Tip | M1.6 Thds, Ø1.0mm Carbide Ball X .827" Long. | 0.3 | 21
226-040R | Electronic Gagehead Indicator Tip | M1.6 Thds, Ø1.0mm Ruby Ball X .827" Long. | 0.3 | 50.25
226-062 | Electronic Gagehead Indicator Tip | M1.6 Thds, Ø.0625" Carbide Ball X .827" Long. | 0.4 | 21
226-062R | Electronic Gagehead Indicator Tip | M1.6 Thds, Ø.0625" Ruby Ball X .827" Long. | 0.4 | 50.25
226-080 | Electronic Gagehead Indicator Tip | M1.6 Thds, Ø2.0mm Carbide Ball X .827" Long. | 0.5 | 21
226-080R | Electronic Gagehead Indicator Tip | M1.6 Thds, Ø2.0mm Ruby Ball X .827" Long. | 0.4 | 50.25
226-100 | Electronic Gagehead Indicator Tip | M1.6 Thds, Ø.100" Carbide Ball X .827" Long. | 0.5 | 21
226-100R | Electronic Gagehead Indicator Tip | M1.6 Thds, Ø2.5mm Ruby Ball X .827" Long. | 0.5 | 50.25
227-015 | Electronic Gagehead Indicator Tip | M1.7 Thds, Ø.015" Carbide Ball X .563" Long. | 0.4 | 24.75
227-031 | Electronic Gagehead Indicator Tip | M1.7 Thds, Ø.0312" Carbide Ball X .563" Long. | 0.4 | 21
227-062 | Electronic Gagehead Indicator Tip | M1.7 Thds, Ø.0625" Carbide Ball X .563" Long. | 0.5 | 21
227-062R | Electronic Gagehead Indicator Tip | M1.7 Thds, Ø.0625" Ruby Ball X .563" Long. | 0.5 | 50.25
227-100 | Electronic Gagehead Indicator Tip | M1.7 Thds, Ø.100" Carbide Ball X .563" Long. | 0.6 | 21
228-015 | Electronic Gagehead Indicator Tip | M1.7 Thds, Ø.015" Carbide Ball X 1.563" Long. | 1.1 | 26.75
228-031 | Electronic Gagehead Indicator Tip | M1.7 Thds, Ø.0312" Carbide Ball X 1.563" Long. | 1.1 | 22.25
228-062 | Electronic Gagehead Indicator Tip | M1.7 Thds, Ø.0625" Carbide Ball X 1.563" Long. | 1.2 | 22.25
228-100 | Electronic Gagehead Indicator Tip | M1.7 Thds, Ø.100" Carbide Ball X 1.563" Long. | 1.5 | 22.25
229-015 | Electronic Gagehead Indicator Tip | For Bendix/Sheffield (Precision Devices Inc.) "Indi-AC" Gageheads, Straight Style, 2X Length, Ø.015" Carbide Ball X 2.058" Long. | 1.4 | 31
229-031 | Electronic Gagehead Indicator Tip | For Bendix/Sheffield (Precision Devices Inc.) "Indi-AC" Gageheads, Straight Style, 2X Length, Ø.031" Carbide Ball X 2.058" Long. | 1.4 | 27.25
229-062 | Electronic Gagehead Indicator Tip | For Bendix/Sheffield (Precision Devices Inc.) "Indi-AC" Gageheads, Straight Style, 2X Length, Ø.062" Carbide Ball X 2.058" Long. | 1.6 | 27.25
229-100 | Electronic Gagehead Indicator Tip | For Bendix/Sheffield (Precision Devices Inc.) "Indi-AC" Gageheads, Straight Style, 2X Length, Ø.100" Carbide Ball X 2.058" Long. | 2 | 27.25
229-125 | Electronic Gagehead Indicator Tip | For Bendix/Sheffield (Precision Devices Inc.) "Indi-AC" Gageheads, Straight Style, 2X Length, Ø.125" Carbide Ball X 2.058" Long. | 2.4 | 27.25
230-015 | Electronic Gagehead Indicator Tip | For Bendix/Sheffield (Precision Devices Inc.) "Indi-AC" Gageheads, Straight Style, 3X Length, Ø.015" Carbide Ball X 3.273" Long. | 2.3 | 31.5
230-031 | Electronic Gagehead Indicator Tip | For Bendix/Sheffield (Precision Devices Inc.) "Indi-AC" Gageheads, Straight Style, 3X Length, Ø.031" Carbide Ball X 3.273" Long. | 1.9 | 27.75
230-062 | Electronic Gagehead Indicator Tip | For Bendix/Sheffield (Precision Devices Inc.) "Indi-AC" Gageheads, Straight Style, 3X Length, Ø.062" Carbide Ball X 3.273" Long. | 2.2 | 27.75
230-100 | Electronic Gagehead Indicator Tip | For Bendix/Sheffield (Precision Devices Inc.) "Indi-AC" Gageheads, Straight Style, 3X Length, Ø.100" Carbide Ball X 3.273" Long. | 2.8 | 27.75
230-125 | Electronic Gagehead Indicator Tip | For Bendix/Sheffield (Precision Devices Inc.) "Indi-AC" Gageheads, Straight Style, 3X Length, Ø.125" Carbide Ball X 3.273" Long. | 3.5 | 27.75
231-015 | Electronic Gagehead Indicator Tip | For Bendix/Sheffield (Precision Devices Inc.) "Indi-AC" Gageheads, Straight Style, 4X Length, Ø.015" Carbide Ball X 4.488" Long. | 2.9 | 32.75
231-031 | Electronic Gagehead Indicator Tip | For Bendix/Sheffield (Precision Devices Inc.) "Indi-AC" Gageheads, Straight Style, 4X Length, Ø.031" Carbide Ball X 4.488" Long. | 2.5 | 28.5
231-062 | Electronic Gagehead Indicator Tip | For Bendix/Sheffield (Precision Devices Inc.) "Indi-AC" Gageheads, Straight Style, 4X Length, Ø.062" Carbide Ball X 4.488" Long. | 2.8 | 28.5
231-100 | Electronic Gagehead Indicator Tip | For Bendix/Sheffield (Precision Devices Inc.) "Indi-AC" Gageheads, Straight Style, 4X Length, Ø.100" Carbide Ball X 4.488" Long. | 3.5 | 28.5
231-125 | Electronic Gagehead Indicator Tip | For Bendix/Sheffield (Precision Devices Inc.) "Indi-AC" Gageheads, Straight Style, 4X Length, Ø.125" Carbide Ball X 4.488" Long. | 4.6 | 28.5
232-015 | Electronic Gagehead Indicator Tip | For Bendix/Sheffield (Precision Devices Inc.) "Indi-AC" Gageheads, Offset "Z" Style, 2X Length, Ø.015" Carbide Ball X 2.058" Long. | 1.6 | 31
232-031 | Electronic Gagehead Indicator Tip | For Bendix/Sheffield (Precision Devices Inc.) "Indi-AC" Gageheads, Offset "Z" Style, 2X Length, Ø.031" Carbide Ball X 2.058" Long. | 1.7 | 27.25
232-062 | Electronic Gagehead Indicator Tip | For Bendix/Sheffield (Precision Devices Inc.) "Indi-AC" Gageheads, Offset "Z" Style, 2X Length, Ø.062" Carbide Ball X 2.058" Long. | 1.7 | 27.25
232-100 | Electronic Gagehead Indicator Tip | For Bendix/Sheffield (Precision Devices Inc.) "Indi-AC" Gageheads, Offset "Z" Style, 2X Length, Ø.100" Carbide Ball X 2.058" Long. | 1.9 | 27.25
232-125 | Electronic Gagehead Indicator Tip | For Bendix/Sheffield (Precision Devices Inc.) "Indi-AC" Gageheads, Offset "Z" Style, 2X Length, Ø.125" Carbide Ball X 2.058" Long. | 2.1 | 27.25
233-015 | Electronic Gagehead Indicator Tip | For Bendix/Sheffield (Precision Devices Inc.) "Indi-AC" Gageheads, Offset "Z" Style, 3X Length, Ø.015" Carbide Ball X 3.273" Long. | 2.4 | 31.5
233-031 | Electronic Gagehead Indicator Tip | For Bendix/Sheffield (Precision Devices Inc.) "Indi-AC" Gageheads, Offset "Z" Style, 3X Length, Ø.031" Carbide Ball X 3.273" Long. | 2 | 27.75
233-062 | Electronic Gagehead Indicator Tip | For Bendix/Sheffield (Precision Devices Inc.) "Indi-AC" Gageheads, Offset "Z" Style, 3X Length, Ø.062" Carbide Ball X 3.273" Long. | 2.3 | 27.75
233-100 | Electronic Gagehead Indicator Tip | For Bendix/Sheffield (Precision Devices Inc.) "Indi-AC" Gageheads, Offset "Z" Style, 3X Length, Ø.100" Carbide Ball X 3.273" Long. | 3 | 27.75
233-125 | Electronic Gagehead Indicator Tip | For Bendix/Sheffield (Precision Devices Inc.) "Indi-AC" Gageheads, Offset "Z" Style, 3X Length, Ø.125" Carbide Ball X 3.273" Long. | 3.6 | 27.75
234-015 | Electronic Gagehead Indicator Tip | For Bendix/Sheffield (Precision Devices Inc.) "Indi-AC" Gageheads, Offset "Z" Style, 4X Length, Ø.015" Carbide Ball X 4.488" Long. | 3 | 31.5
234-031 | Electronic Gagehead Indicator Tip | For Bendix/Sheffield (Precision Devices Inc.) "Indi-AC" Gageheads, Offset "Z" Style, 4X Length, Ø.031" Carbide Ball X 4.488" Long. | 2.6 | 27.75
234-062 | Electronic Gagehead Indicator Tip | For Bendix/Sheffield (Precision Devices Inc.) "Indi-AC" Gageheads, Offset "Z" Style, 4X Length, Ø.062" Carbide Ball X 4.488" Long. | 3 | 27.75
234-100 | Electronic Gagehead Indicator Tip | For Bendix/Sheffield (Precision Devices Inc.) "Indi-AC" Gageheads, Offset "Z" Style, 4X Length, Ø.100" Carbide Ball X 4.488" Long. | 3.5 | 27.75
234-125 | Electronic Gagehead Indicator Tip | For Bendix/Sheffield (Precision Devices Inc.) "Indi-AC" Gageheads, Offset "Z" Style, 4X Length, Ø.125" Carbide Ball X 4.488" Long. | 4.7 | 27.25
235-015 | Electronic Gagehead Indicator Tip | 4-40 Thds, Ø.015" Carbide Ball X 1.000" Long. | 1.2 | 38.75
235-031 | Electronic Gagehead Indicator Tip | 4-40 Thds, Ø.0312" Carbide Ball X 1.000" Long. | 1.2 | 34.75
235-062 | Electronic Gagehead Indicator Tip | 4-40 Thds, Ø.0625" Carbide Ball X 1.000" Long. | 1.3 | 34.75
235-080 | Electronic Gagehead Indicator Tip | 4-40 Thds, Ø2.0mm Carbide Ball X 1.000" Long. | 1.4 | 34.75
235-100 | Electronic Gagehead Indicator Tip | 4-40 Thds, Ø.100" Carbide Ball X 1.000" Long. | 1.5 | 34.75
236-015 | Electronic Gagehead Indicator Tip | M1.6 X 0.2 Thds, Ø.015" Carbide Ball X .739" Long. | 0.3 | 45.75
236-031 | Electronic Gagehead Indicator Tip | M1.6 X 0.2 Thds, Ø.0312" Carbide Ball X .739" Long. | 0.3 | 41.5
236-040 | Electronic Gagehead Indicator Tip | M1.6 X 0.2 Thds, Ø1.0mm Carbide Ball X .739" Long. | 0.3 | 41.5
236-040R | Electronic Gagehead Indicator Tip | M1.6 X 0.2 Thds, Ø1.0mm Ruby Ball X .739" Long. | 0.3 | 59
236-062 | Electronic Gagehead Indicator Tip | M1.6 X 0.2 Thds, Ø.0625" Carbide Ball X .739" Long. | 0.4 | 41.5
236-080 | Electronic Gagehead Indicator Tip | M1.6 X 0.2 Thds, Ø2.0mm Carbide Ball X .739" Long. | 0.4 | 41.5
236-080R | Electronic Gagehead Indicator Tip | M1.6 X 0.2 Thds, Ø2.0mm Ruby Ball X .739" Long. | 0.4 | 59
236-100 | Electronic Gagehead Indicator Tip | M1.6 X 0.2 Thds, Ø.100" Carbide Ball X .739" Long. | 0.5 | 41.5
237-006 | Electronic Gagehead Indicator Tip | For Mahr Federal Electronic Miniature Style Lever Type Gage Heads, 0-80 Thds, Ø.006" Carbide Ball X 1.199" Long | 1 | 37
237-008 | Electronic Gagehead Indicator Tip | For Mahr Federal Electronic Miniature Style Lever Type Gage Heads, 0-80 Thds, Ø.008" Carbide Ball X 1.199" Long | 1 | 33.75
237-010 | Electronic Gagehead Indicator Tip | For Mahr Federal Electronic Miniature Style Lever Type Gage Heads, 0-80 Thds, Ø.010" Carbide Ball X 1.199" Long | 1 | 33.75
237-015 | Electronic Gagehead Indicator Tip | For Mahr Federal Electronic Miniature Style Lever Type Gage Heads, 0-80 Thds, Ø.015" Carbide Ball X 1.199" Long | 1 | 29.75
237-015R | Electronic Gagehead Indicator Tip | For Mahr Federal Electronic Miniature Style Lever Type Gage Heads, 0-80 Thds, Ø.0156" Ruby Ball X 1.199" Long | 1 | 68.25
237-031 | Electronic Gagehead Indicator Tip | For Mahr Federal Electronic Miniature Style Lever Type Gage Heads, 0-80 Thds, Ø.031" Carbide Ball X 1.199" Long | 1 | 26
237-031R | Electronic Gagehead Indicator Tip | For Mahr Federal Electronic Miniature Style Lever Type Gage Heads, 0-80 Thds, Ø.031" Ruby Ball X 1.199" Long | 1 | 43.75
237-040 | Electronic Gagehead Indicator Tip | For Mahr Federal Electronic Miniature Style Lever Type Gage Heads, 0-80 Thds, Ø1.0mm Carbide Ball X 1.199" Long | 1 | 26
237-040R | Electronic Gagehead Indicator Tip | For Mahr Federal Electronic Miniature Style Lever Type Gage Heads, 0-80 Thds, Ø1.0mm Ruby Ball X 1.199" Long | 1 | 43.75
237-062 | Electronic Gagehead Indicator Tip | For Mahr Federal Electronic Miniature Style Lever Type Gage Heads, 0-80 Thds, Ø.062" Carbide Ball X 1.199" Long | 1.1 | 26
237-062D | Electronic Gagehead Indicator Tip | Plastic Tipped, Non Marring, Indicator Tip; For Mahr Federal Electronic Miniature Style Lever Type Gage Heads, 0-80 Thds, Ø.062" Delrin Ball X 1.199" Long | 0.9 | 41.5
237-062R | Electronic Gagehead Indicator Tip | For Mahr Federal Electronic Miniature Style Lever Type Gage Heads, 0-80 Thds, Ø.062" Ruby Ball X 1.199" Long | 1 | 43.75
237-080 | Electronic Gagehead Indicator Tip | For Mahr Federal Electronic Miniature Style Lever Type Gage Heads, 0-80 Thds, Ø2.0mm Carbide Ball X 1.199" Long | 1.1 | 26
237-080D | Electronic Gagehead Indicator Tip | Plastic Tipped, Non Marring, Indicator Tip; For Mahr Federal Electronic Miniature Style Lever Type Gage Heads, 0-80 Thds, Ø2.0mm Delrin Ball X 1.199" Long | 1 | 41.5
237-080R | Electronic Gagehead Indicator Tip | For Mahr Federal Electronic Miniature Style Lever Type Gage Heads, 0-80 Thds, Ø2.0mm Ruby Ball X 1.199" Long | 1.1 | 43.75
237-100 | Electronic Gagehead Indicator Tip | For Mahr Federal Electronic Miniature Style Lever Type Gage Heads, 0-80 Thds, Ø.100" Carbide Ball X 1.199" Long | 1.2 | 26
237-100R | Electronic Gagehead Indicator Tip | For Mahr Federal Electronic Miniature Style Lever Type Gage Heads, 0-80 Thds, Ø2.5mm Ruby Ball X 1.199" Long | 1.1 | 43.75
237-125 | Electronic Gagehead Indicator Tip | For Mahr Federal Electronic Miniature Style Lever Type Gage Heads, 0-80 Thds, Ø.125" Carbide Ball X 1.199" Long | 1.3 | 26
237-125D | Electronic Gagehead Indicator Tip | Plastic Tipped, Non Marring, Indicator Tip; For Mahr Federal Electronic Miniature Style Lever Type Gage Heads, 0-80 Thds, Ø.125" Delrin Ball X 1.199" Long | 1.1 | 41.5
237-125R | Electronic Gagehead Indicator Tip | For Mahr Federal Electronic Miniature Style Lever Type Gage Heads, 0-80 Thds, Ø.125" Ruby Ball X 1.199" Long | 1.2 | 43.75
238-015 | Electronic Gagehead Indicator Tip | M2 X 0.4 Thds, Ø.015" Carbide Ball X .641" Long. | 0.6 | 45.75
238-015R | Electronic Gagehead Indicator Tip | M2 X 0.4 Thds, Ø.0156" Ruby Ball X .641" Long. | 0.6 | 68.25
238-031 | Electronic Gagehead Indicator Tip | M2 X 0.4 Thds, Ø.031" Carbide Ball X .641" Long. | 0.6 | 41.5
238-031R | Electronic Gagehead Indicator Tip | M2 X 0.4 Thds, Ø.031" Ruby Ball X .641" Long. | 0.6 | 59
238-040 | Electronic Gagehead Indicator Tip | M2 X 0.4 Thds, Ø1.0mm Carbide Ball X .641" Long. | 0.6 | 41.5
238-040R | Electronic Gagehead Indicator Tip | M2 X 0.4 Thds, Ø1.0mm Ruby Ball X .641" Long. | 0.6 | 59
238-062 | Electronic Gagehead Indicator Tip | M2 X 0.4 Thds, Ø.062" Carbide Ball X .641" Long. | 0.7 | 41.5
238-062R | Electronic Gagehead Indicator Tip | M2 X 0.4 Thds, Ø.062" Ruby Ball X .641" Long. | 0.6 | 59
238-080 | Electronic Gagehead Indicator Tip | M2 X 0.4 Thds, Ø2.0mm Carbide Ball X .641" Long. | 0.7 | 41.5
238-080R | Electronic Gagehead Indicator Tip | M2 X 0.4 Thds, Ø2.0mm Ruby Ball X .641" Long. | 0.6 | 59
238-100 | Electronic Gagehead Indicator Tip | M2 X 0.4 Thds, Ø.100" Carbide Ball X .641" Long. | 0.9 | 41.5
238-100R | Electronic Gagehead Indicator Tip | M2 X 0.4 Thds, Ø2.5mm Ruby Ball X .641" Long. | 0.7 | 59
238-120 | Electronic Gagehead Indicator Tip | M2 X 0.4 Thds, Ø3.0mm Carbide Ball X .641" Long. | 0.9 | 41.5
238-120R | Electronic Gagehead Indicator Tip | M2 X 0.4 Thds, Ø3.0mm Ruby Ball X .641" Long. | 0.7 | 59
238LN | Locknut for 238 Series Indicator Tips | Nut for 238 Series Tips for Mounting in Mitutoyo 192 Series Bi-Directional Touch-Signal Probes | 0.3 | 13.75
241-015 | Electronic Gagehead Indicator Tip | Straight Style, Ø.015" Carbide Ball X 1.260" Long. For M&M Precision Gear Analyzers, Fits B&S/Tesatronic Multi-Angle Lever Gageheads | 0.7 | 51.5
241-025 | Electronic Gagehead Indicator Tip | Straight Style, Ø.025" Carbide Ball X 1.260" Long. For M&M Precision Gear Analyzers, Fits B&S/Tesatronic Multi-Angle Lever Gageheads | 0.7 | 56.25
241-031 | Electronic Gagehead Indicator Tip | Straight Style, Ø.0312" Carbide Ball X 1.260" Long. For M&M Precision Gear Analyzers, Fits B&S/Tesatronic Multi-Angle Lever Gageheads | 0.7 | 31
241-046 | Electronic Gagehead Indicator Tip | Straight Style, Ø.0465" Carbide Ball X 1.260" Long. For M&M Precision Gear Analyzers, Fits B&S/Tesatronic Multi-Angle Lever Gageheads | 0.7 | 31
241-062 | Electronic Gagehead Indicator Tip | Straight Style, Ø.0625" Carbide Ball X 1.260" Long. For M&M Precision Gear Analyzers, Fits B&S/Tesatronic Multi-Angle Lever Gageheads | 0.7 | 31
241-100 | Electronic Gagehead Indicator Tip | Straight Style, Ø.100" Carbide Ball X 1.260" Long. For M&M Precision Gear Analyzers, Fits B&S/Tesatronic Multi-Angle Lever Gageheads | 0.9 | 31
241-250 | Electronic Gagehead Indicator Tip | Straight Style, Ø.250" Carbide Ball X 1.260" Long. For M&M Precision Gear Analyzers, Fits B&S/Tesatronic Multi-Angle Lever Gageheads | 3 | 32.75
242-015 | Electronic Gagehead Indicator Tip | Right Angle Hooked Style, Ø.015" Carbide Ball X 1.260" Long, 90° Bend X .250" Drop Length. For M&M Precision Gear Analyzers, Fits B&S/Tesatronic Multi-Angle Lever Gageheads | 0.9 | 82.25
242-031 | Electronic Gagehead Indicator Tip | Right Angle Hooked Style, Ø.0312" Carbide Ball X 1.260" Long, 90° Bend X .250" Drop Length. For M&M Precision Gear Analyzers, Fits B&S/Tesatronic Multi-Angle Lever Gageheads | 0.9 | 68
242-046 | Electronic Gagehead Indicator Tip | Right Angle Hooked Style, Ø.0465" Carbide Ball X 1.260" Long, 90° Bend X .250" Drop Length. For M&M Precision Gear Analyzers, Fits B&S/Tesatronic Multi-Angle Lever Gageheads | 0.9 | 62.75
242-062 | Electronic Gagehead Indicator Tip | Right Angle Hooked Style, Ø.0625" Carbide Ball X 1.260" Long, 90° Bend X .250" Drop Length. For M&M Precision Gear Analyzers, Fits B&S/Tesatronic Multi-Angle Lever Gageheads | 0.9 | 62.75
242-100 | Electronic Gagehead Indicator Tip | Right Angle Hooked Style, Ø.100" Carbide Ball X 1.260" Long, 90° Bend X .250" Drop Length. For M&M Precision Gear Analyzers, Fits B&S/Tesatronic Multi-Angle Lever Gageheads | 1.1 | 62.75
242-250 | Electronic Gagehead Indicator Tip | Right Angle Hooked Style, Ø.250" Carbide Ball X 1.260" Long, 90° Bend X .250" Drop Length. For M&M Precision Gear Analyzers, Fits B&S/Tesatronic Multi-Angle Lever Gageheads | 3.1 | 62.75
243-015 | Electronic Gagehead Indicator Tip | Right Angle Hooked Style, Ø.015" Carbide Ball X 1.260" Long, 90° Bend X .375" Drop Length. For M&M Precision Gear Analyzers, Fits B&S/Tesatronic Multi-Angle Lever Gageheads | 0.9 | 82.25
243-031 | Electronic Gagehead Indicator Tip | Right Angle Hooked Style, Ø.0312" Carbide Ball X 1.260" Long, 90° Bend X .375" Drop Length. For M&M Precision Gear Analyzers, Fits B&S/Tesatronic Multi-Angle Lever Gageheads | 0.9 | 68
243-046 | Electronic Gagehead Indicator Tip | Right Angle Hooked Style, Ø.0465" Carbide Ball X 1.260" Long, 90° Bend X .375" Drop Length. For M&M Precision Gear Analyzers, Fits B&S/Tesatronic Multi-Angle Lever Gageheads | 0.9 | 62.75
243-062 | Electronic Gagehead Indicator Tip | Right Angle Hooked Style, Ø.0625" Carbide Ball X 1.260" Long, 90° Bend X .375" Drop Length. For M&M Precision Gear Analyzers, Fits B&S/Tesatronic Multi-Angle Lever Gageheads | 1 | 62.75
243-100 | Electronic Gagehead Indicator Tip | Right Angle Hooked Style, Ø.100" Carbide Ball X 1.260" Long, 90° Bend X .375" Drop Length. For M&M Precision Gear Analyzers, Fits B&S/Tesatronic Multi-Angle Lever Gageheads | 1.1 | 62.75
243-250 | Electronic Gagehead Indicator Tip | Right Angle Hooked Style, Ø.250" Carbide Ball X 1.260" Long, 90° Bend X .375" Drop Length. For M&M Precision Gear Analyzers, Fits B&S/Tesatronic Multi-Angle Lever Gageheads | 3.1 | 68
244-015 | Electronic Gagehead Indicator Tip | Angled Hook Style, Ø.015" Carbide Ball X 1.260" Long, 30° Bend X .375" Drop Length. For M&M Precision Gear Analyzers, Fits B&S/Tesatronic Multi-Angle Lever Gageheads | 0.8 | 82.25
244-031 | Electronic Gagehead Indicator Tip | Angled Hook Style, Ø.0312" Carbide Ball X 1.260" Long, 30° Bend X .375" Drop Length. For M&M Precision Gear Analyzers, Fits B&S/Tesatronic Multi-Angle Lever Gageheads | 0.8 | 68
244-046 | Electronic Gagehead Indicator Tip | Angled Hook Style, Ø.0465" Carbide Ball X 1.260" Long, 30° Bend X .375" Drop Length. For M&M Precision Gear Analyzers, Fits B&S/Tesatronic Multi-Angle Lever Gageheads | 0.8 | 62.75
244-062 | Electronic Gagehead Indicator Tip | Angled Hook Style, Ø.0625" Carbide Ball X 1.260" Long, 30° Bend X .375" Drop Length. For M&M Precision Gear Analyzers, Fits B&S/Tesatronic Multi-Angle Lever Gageheads | 0.8 | 62.75
244-100 | Electronic Gagehead Indicator Tip | Angled Hook Style, Ø.100" Carbide Ball X 1.260" Long, 30° Bend X .375" Drop Length. For M&M Precision Gear Analyzers, Fits B&S/Tesatronic Multi-Angle Lever Gageheads | 1 | 62.75
244-250 | Electronic Gagehead Indicator Tip | Angled Hook Style, Ø.250" Carbide Ball X 1.260" Long, 30° Bend X .375" Drop Length. For M&M Precision Gear Analyzers, Fits B&S/Tesatronic Multi-Angle Lever Gageheads | 3.1 | 68
245 | Electronic Gagehead Set Screw | M3X0.35 X .080" Long Slotted Set Screw for M&M Precision Gear Analyzers, Fits B&S/Tesatronic Multi-Angle Lever Gageheads | 0.1 | 10.5
246 | Electronic Gagehead Lever Pin | Ø.070" Dia X .187" Long Replacement Pin for M&M Precision Gear Analyzers, Fits B&S/Tesatronic Multi-Angle Lever Gageheads | 0.1 | 5
251-.2 | CMM Replacement Right Angle Offset Stylus | M3 Thds, 30.0mm Range Length, Ø.2mm Carbide Ball on Ø.18mm Carbide Stem X 2.0mm E.W.L. mounted at 90° Right Angle in End of Ø2.0mm Shank | 1.1 | 255
251-.3 | CMM Replacement Right Angle Offset Stylus | M3 Thds, 30.0mm Range Length, Ø.3mm Carbide Ball on Ø.23mm Carbide Stem X 2.0mm E.W.L. mounted at 90° Right Angle in End of Ø2.0mm Shank | 1.1 | 125.5
251-.3R | CMM Replacement Right Angle Offset Stylus | M3 Thds, 30.0mm Range Length, Ø.3mm Ruby Ball on Ø.23mm Carbide Stem X 2.0mm E.W.L. mounted at 90° Right Angle in End of Ø2.0mm Shank | 1.1 | 165
251-.5 | CMM Replacement Right Angle Offset Stylus | M3 Thds, 30.0mm Range Length, Ø.5mm Carbide Ball on Ø.38mm Carbide Stem X 3.0mm E.W.L. mounted at 90° Right Angle in End of Ø2.0mm Shank | 1.1 | 97
251-.5R | CMM Replacement Right Angle Offset Stylus | M3 Thds, 30.0mm Range Length, Ø.5mm Ruby Ball on Ø.38mm Carbide Stem X 3.0mm E.W.L. mounted at 90° Right Angle in End of Ø2.0mm Shank | 1.1 | 155
251-.7 | CMM Replacement Right Angle Offset Stylus | M3 Thds, 30.0mm Range Length, Ø.7mm Carbide Ball on Ø.50mm Carbide Stem X 4.0mm E.W.L. mounted at 90° Right Angle in End of Ø2.0mm Shank | 1.1 | 97
251-.7R | CMM Replacement Right Angle Offset Stylus | M3 Thds, 30.0mm Range Length, Ø.7mm Ruby Ball on Ø.50mm Carbide Stem X 4.0mm E.W.L. mounted at 90° Right Angle in End of Ø2.0mm Shank | 1.1 | 155
251-1 | CMM Replacement Right Angle Offset Stylus | M3 Thds, 30.0mm Range Length, Ø1.0mm Carbide Ball on Ø.79mm Carbide Stem X 5.0mm E.W.L. mounted at 90° Right Angle in End of Ø2.0mm Shank | 1.1 | 97
251-1R | CMM Replacement Right Angle Offset Stylus | M3 Thds, 30.0mm Range Length, Ø1.0mm Ruby Ball on Ø.79mm Carbide Stem X 5.0mm E.W.L. mounted at 90° Right Angle in End of Ø2.0mm Shank | 1.1 | 102
252-.2 | CMM Replacement Right Angle Offset Stylus | M2 Thds, 30.0mm Range Length, Ø.2mm Carbide Ball on Ø.18mm Carbide Stem X 2.0mm E.W.L. mounted at 90° Right Angle in End of Ø2.0mm Shank | 1 | 255
252-.3 | CMM Replacement Right Angle Offset Stylus | M2 Thds, 30.0mm Range Length, Ø.3mm Carbide Ball on Ø.23mm Carbide Stem X 2.0mm E.W.L. mounted at 90° Right Angle in End of Ø2.0mm Shank | 0.9 | 125.5
252-.3R | CMM Replacement Right Angle Offset Stylus | M2 Thds, 30.0mm Range Length, Ø.3mm Ruby Ball on Ø.23mm Carbide Stem X 2.0mm E.W.L. mounted at 90° Right Angle in End of Ø2.0mm Shank | 0.9 | 165
252-.5 | CMM Replacement Right Angle Offset Stylus | M2 Thds, 30.0mm Range Length, Ø.5mm Carbide Ball on Ø.38mm Carbide Stem X 3.0mm E.W.L. mounted at 90° Right Angle in End of Ø2.0mm Shank | 0.9 | 97
252-.5R | CMM Replacement Right Angle Offset Stylus | M2 Thds, 30.0mm Range Length, Ø.5mm Ruby Ball on Ø.38mm Carbide Stem X 3.0mm E.W.L. mounted at 90° Right Angle in End of Ø2.0mm Shank | 0.9 | 155
252-.7 | CMM Replacement Right Angle Offset Stylus | M2 Thds, 30.0mm Range Length, Ø.7mm Carbide Ball on Ø.50mm Carbide Stem X 4.0mm E.W.L. mounted at 90° Right Angle in End of Ø2.0mm Shank | 0.9 | 97
252-.7R | CMM Replacement Right Angle Offset Stylus | M2 Thds, 30.0mm Range Length, Ø.7mm Ruby Ball on Ø.50mm Carbide Stem X 4.0mm E.W.L. mounted at 90° Right Angle in End of Ø2.0mm Shank | 0.9 | 155
252-1 | CMM Replacement Right Angle Offset Stylus | M2 Thds, 30.0mm Range Length, Ø1.0mm Carbide Ball on Ø.79mm Carbide Stem X 5.0mm E.W.L. mounted at 90° Right Angle in End of Ø2.0mm Shank | 1 | 97
252-1R | CMM Replacement Right Angle Offset Stylus | M2 Thds, 30.0mm Range Length, Ø1.0mm Ruby Ball on Ø.79mm Carbide Stem X 5.0mm E.W.L. mounted at 90° Right Angle in End of Ø2.0mm Shank | 1 | 102
260-.2 | CMM Replacement Stylus | M3 Thds, 10.0mm Range Length, Ø.2mm Carbide Ball on Ø.18mm Carbide Stem X 2.0mm E.W.L. | 0.6 | 204.75
260-.3 | CMM Replacement Stylus | M3 Thds, 10.0mm Range Length, Ø.3mm Carbide Ball on Ø.23mm Carbide Stem X 2.0mm E.W.L. | 0.6 | 74.5
260-.3R | CMM Replacement Stylus | M3 Thds, 10.0mm Range Length, Ø.3mm Ruby Ball on Ø.23mm Carbide Stem X 2.0mm E.W.L. | 0.6 | 90
260-.5 | CMM Replacement Stylus | M3 Thds, 10.0mm Range Length, Ø.5mm Carbide Ball on Ø.38mm Carbide Stem X 3.0mm E.W.L. | 0.6 | 46.25
260-.5R | CMM Replacement Stylus | M3 Thds, 10.0mm Range Length, Ø.5mm Ruby Ball on Ø.38mm Carbide Stem X 3.0mm E.W.L. | 0.6 | 80
260-.7 | CMM Replacement Stylus | M3 Thds, 10.0mm Range Length, Ø.7mm Carbide Ball on Ø.50mm Carbide Stem X 4.0mm E.W.L. | 0.5 | 44
260-.7R | CMM Replacement Stylus | M3 Thds, 10.0mm Range Length, Ø.7mm Ruby Ball on Ø.50mm Carbide Stem X 4.0mm E.W.L. | 0.5 | 75
260-1 | CMM Replacement Stylus | M3 Thds, 10.0mm Range Length, Ø1.0mm Carbide Ball on Ø.71mm Steel Stem X 6.0mm E.W.L. | 0.5 | 28
260-1.5 | CMM Replacement Stylus | M3 Thds, 10.0mm Range Length, Ø1.5mm Carbide Ball on Ø1.0mm Steel Stem X 6.0mm E.W.L. | 0.5 | 28
260-1.5R | CMM Replacement Stylus | M3 Thds, 10.0mm Range Length, Ø1.5mm Ruby Ball on Ø1.0mm Steel Stem X 6.0mm E.W.L. | 0.4 | 30
260-1.5R-TCS | CMM Replacement Stylus | M3 Thds, 10.0mm Range Length, Ø1.5mm Ruby Ball on Ø1.0mm Carbide Stem X 4.0mm E.W.L. | 0.5 | 42
260-1.5-TCS | CMM Replacement Stylus | M3 Thds, 10.0mm Range Length, Ø1.5mm Carbide Ball on Ø1.0mm Carbide Stem X 4.0mm E.W.L. | 0.6 | 40
260-1R | CMM Replacement Stylus | M3 Thds, 10.0mm Range Length, Ø1.0mm Ruby Ball on Ø.71mm Steel Stem X 6.0mm E.W.L. | 0.5 | 30
260-1R-TCS | CMM Replacement Stylus | M3 Thds, 10.0mm Range Length, Ø1.0mm Ruby Ball on Ø.79mm Carbide Stem X 4.0mm E.W.L. | 0.5 | 42
260-1-TCS | CMM Replacement Stylus | M3 Thds, 10.0mm Range Length, Ø1.0mm Carbide Ball on Ø.79mm Carbide Stem X 4.0mm E.W.L. | 0.5 | 40
260-2 | CMM Replacement Stylus | M3 Thds, 10.0mm Range Length, Ø2.0mm Carbide Ball on Ø1.0mm Steel Stem X 6.0mm E.W.L. | 0.5 | 28
260-2.5 | CMM Replacement Stylus | M3 Thds, 10.0mm Range Length, Ø2.5mm Carbide Ball on Ø1.0mm Steel Stem X 6.0mm E.W.L. | 0.5 | 28
260-2.5R | CMM Replacement Stylus | M3 Thds, 10.0mm Range Length, Ø2.5mm Ruby Ball on Ø1.0mm Steel Stem X 6.0mm E.W.L. | 0.5 | 30
260-2.5R-TCS | CMM Replacement Stylus | M3 Thds, 10.0mm Range Length, Ø2.5mm Ruby Ball on Ø1.5mm Carbide Stem X 4.0mm E.W.L. | 0.6 | 42
260-2.5-TCS | CMM Replacement Stylus | M3 Thds, 10.0mm Range Length, Ø2.5mm Carbide Ball on Ø1.5mm Carbide Stem X 4.0mm E.W.L. | 0.7 | 40
260-2R | CMM Replacement Stylus | M3 Thds, 10.0mm Range Length, Ø2.0mm Ruby Ball on Ø1.0mm Steel Stem X 6.0mm E.W.L. | 0.4 | 30
260-2R-TCS | CMM Replacement Stylus | M3 Thds, 10.0mm Range Length, Ø2.0mm Ruby Ball on Ø1.5mm Carbide Stem X 4.0mm E.W.L. | 0.7 | 42
260-2-TCS | CMM Replacement Stylus | M3 Thds, 10.0mm Range Length, Ø2.0mm Carbide Ball on Ø1.5mm Carbide Stem X 4.0mm E.W.L. | 0.7 | 40
260-3 | CMM Replacement Stylus | M3 Thds, 10.0mm Range Length, Ø3.0mm Carbide Ball on Ø1.5mm Steel Stem X 6.0mm E.W.L. | 0.7 | 28
260-3R | CMM Replacement Stylus | M3 Thds, 10.0mm Range Length, Ø3.0mm Ruby Ball on Ø1.5mm Steel Stem X 6.0mm E.W.L. | 0.5 | 30
260-4 | CMM Replacement Stylus | M3 Thds, 10.0mm Range Length, Ø4.0mm Carbide Ball on Ø2.0mm Steel Stem X 6.0mm E.W.L. | 1 | 28
260-4R | CMM Replacement Stylus | M3 Thds, 10.0mm Range Length, Ø4.0mm Ruby Ball on Ø2.0mm Steel Stem X 6.0mm E.W.L. | 0.6 | 30
260-5 | CMM Replacement Stylus | M3 Thds, 10.0mm Range Length, Ø5.0mm Carbide Ball on Ø2.5mm Steel Stem X 6.0mm E.W.L. | 1.5 | 28
260-5R | CMM Replacement Stylus | M3 Thds, 10.0mm Range Length, Ø5.0mm Ruby Ball on Ø2.5mm Steel Stem X 6.0mm E.W.L. | 0.8 | 30
260-6 | CMM Replacement Stylus | M3 Thds, 10.0mm Range Length, Ø6.0mm Carbide Ball on Ø2.5mm Steel Stem X 6.0mm E.W.L. | 2.2 | 40
260-6R | CMM Replacement Stylus | M3 Thds, 10.0mm Range Length, Ø6.0mm Ruby Ball on Ø2.5mm Steel Stem X 6.0mm E.W.L. | 1 | 44
260-8 | CMM Replacement Stylus | M3 Thds, 10.0mm Range Length, Ø8.0mm Carbide Ball on Ø4.0mm Steel Stem X 6.0mm E.W.L. | 4.6 | 52.5
260-8R | CMM Replacement Stylus | M3 Thds, 10.0mm Range Length, Ø8.0mm Ruby Ball on Ø4.0mm Steel Stem X 6.0mm E.W.L. | 1.8 | 70
260-P | CMM Replacement Pointer Stylus | Pointer/Thread Form Stylus; M3 Thds, 10.0mm Range Length, Carbide Tip with 30° Included Conical Angle, 0.05mm Spherical Radius Point | 0.6 | 40.75
261-.2 | CMM Replacement Stylus | M3 Thds, 21.0mm Range Length, Ø.2mm Carbide Ball on Ø.18mm Carbide Stem X 2.0mm E.W.L. | 1.1 | 204.75
261-.2LXR | CMM Replacement Stylus | Extended Reach Stem, M3 Thds, 21.0mm Range Length, Ø.2mm Carbide Ball on Ø.18mm Carbide Stem X 2.0mm E.W.L., Stepped to Ø1.0mm Carbide Stem X 13.5mm E.W.L. | 0.8 | 204.75
261-.3 | CMM Replacement Stylus | M3 Thds, 21.0mm Range Length, Ø.3mm Carbide Ball on Ø.23mm Carbide Stem X 2.0mm E.W.L. | 1.1 | 74.5
261-.3LXR | CMM Replacement Stylus | Extended Reach Stem, M3 Thds, 21.0mm Range Length, Ø.3mm Carbide Ball on Ø.23mm Carbide Stem X 2.0mm E.W.L., Stepped to Ø1.0mm Carbide Stem X 13.5mm E.W.L. | 0.8 | 74.5
261-.3R | CMM Replacement Stylus | M3 Thds, 21.0mm Range Length, Ø.3mm Ruby Ball on Ø.23mm Carbide Stem X 2.0mm E.W.L. | 1.1 | 90
261-.3RLXR | CMM Replacement Stylus | Extended Reach Stem, M3 Thds, 21.0mm Range Length, Ø.3mm Ruby Ball on Ø.23mm Carbide Stem X 2.0mm E.W.L., Stepped to Ø1.0mm Carbide Stem X 13.5mm E.W.L. | 0.7 | 90
261-.5 | CMM Replacement Stylus | M3 Thds, 21.0mm Range Length, Ø.5mm Carbide Ball on Ø.38mm Carbide Stem X 3.0mm E.W.L. | 1.1 | 46.25
261-.5LXR | CMM Replacement Stylus | Extended Reach Stem, M3 Thds, 21.0mm Range Length, Ø.5mm Carbide Ball on Ø.38mm Carbide Stem X 3.0mm E.W.L., Stepped to Ø1.0mm Carbide Stem X 13.5mm E.W.L. | 0.7 | 46.25
261-.5R | CMM Replacement Stylus | M3 Thds, 21.0mm Range Length, Ø.5mm Ruby Ball on Ø.38mm Carbide Stem X 3.0mm E.W.L. | 1.1 | 80
261-.5RLXR | CMM Replacement Stylus | Extended Reach Stem, M3 Thds, 21.0mm Range Length, Ø.5mm Ruby Ball on Ø.38mm Carbide Stem X 3.0mm E.W.L., Stepped to Ø1.0mm Carbide Stem X 13.5mm E.W.L. | 0.7 | 80
261-.7 | CMM Replacement Stylus | M3 Thds, 21.0mm Range Length, Ø.7mm Carbide Ball on Ø.50mm Carbide Stem X 4.0mm E.W.L. | 1 | 44
261-.7LXR | CMM Replacement Stylus | Extended Reach Stem, M3 Thds, 21.0mm Range Length, Ø.7mm Carbide Ball on Ø.50mm Carbide Stem X 4.0mm E.W.L., Stepped to Ø1.0mm Carbide Stem X 13.5mm E.W.L. | 0.7 | 44
261-.7R | CMM Replacement Stylus | M3 Thds, 21.0mm Range Length, Ø.7mm Ruby Ball on Ø.50mm Carbide Stem X 4.0mm E.W.L. | 1 | 75
261-.7RLXR | CMM Replacement Stylus | Extended Reach Stem, M3 Thds, 21.0mm Range Length, Ø.7mm Ruby Ball on Ø.50mm Carbide Stem X 4.0mm E.W.L., Stepped to Ø1.0mm Carbide Stem X 13.5mm E.W.L. | 0.7 | 75
261-1 | CMM Replacement Stylus | M3 Thds, 21.0mm Range Length, Ø1.0mm Carbide Ball on Ø.71mm Steel Stem X 4.0mm E.W.L. | 1 | 28
261-1.5 | CMM Replacement Stylus | M3 Thds, 21.0mm Range Length, Ø1.5mm Carbide Ball on Ø1.04mm Steel Stem X 8.0mm E.W.L. | 0.9 | 28
261-1.5L | CMM Replacement Stylus | M3 Thds, 21.0mm Range Length, Ø1.5mm Carbide Ball on Ø1.0mm Carbide Stem X 13.5mm E.W.L. | 0.8 | 40
261-1.5R | CMM Replacement Stylus | M3 Thds, 21.0mm Range Length, Ø1.5mm Ruby Ball on Ø1.04mm Steel Stem X 8.0mm E.W.L. | 0.9 | 30
261-1.5RL | CMM Replacement Stylus | M3 Thds, 21.0mm Range Length, Ø1.5mm Ruby Ball on Ø1.0mm Carbide Stem X 13.5mm E.W.L. | 0.8 | 42
261-1L | CMM Replacement Stylus | M3 Thds, 21.0mm Range Length, Ø1.0mm Carbide Ball on Ø.79mm Carbide Stem X 15.0mm E.W.L. | 0.6 | 40
261-1R | CMM Replacement Stylus | M3 Thds, 21.0mm Range Length, Ø1.0mm Ruby Ball on Ø.71mm Steel Stem X 4.0mm E.W.L. | 1 | 30
261-1RL | CMM Replacement Stylus | M3 Thds, 21.0mm Range Length, Ø1.0mm Ruby Ball on Ø.79mm Carbide Stem X 15.0mm E.W.L. | 0.7 | 42
261-2 | CMM Replacement Stylus | M3 Thds, 21.0mm Range Length, Ø2.0mm Carbide Ball on Ø1.4mm Steel Stem X 8.0mm E.W.L. | 1 | 28
261-2.5L | CMM Replacement Stylus | M3 Thds, 21.0mm Range Length, Ø2.5mm Carbide Ball on Ø2.0mm Carbide Stem X 13.5mm E.W.L. | 1.4 | 40
261-2.5RL | CMM Replacement Stylus | M3 Thds, 21.0mm Range Length, Ø2.5mm Ruby Ball on Ø2.0mm Carbide Stem X 13.5mm E.W.L. | 1.3 | 42
261-2L | CMM Replacement Stylus | M3 Thds, 21.0mm Range Length, Ø2.0mm Carbide Ball on Ø1.5mm Carbide Stem X 13.5mm E.W.L. | 1 | 40
261-2R | CMM Replacement Stylus | M3 Thds, 21.0mm Range Length, Ø2.0mm Ruby Ball on Ø1.4mm Steel Stem X 8.0mm E.W.L. | 1 | 30
261-2RL | CMM Replacement Stylus | M3 Thds, 21.0mm Range Length, Ø2.0mm Ruby Ball on Ø1.5mm Carbide Stem X 13.5mm E.W.L. | 1 | 42
261-3 | CMM Replacement Stylus | M3 Thds, 21.0mm Range Length, Ø3.0mm Carbide Ball on Ø1.5mm Steel Stem X 12.0mm E.W.L. | 1 | 28
261-3R | CMM Replacement Stylus | M3 Thds, 21.0mm Range, Ø3.0mm Ruby Ball on Ø1.5mm Steel Stem X 12.0mm E.W.L. | 0.9 | 30
261-4 | CMM Replacement Stylus | M3 Thds, 21.0mm Range Length, Ø4.0mm Carbide Ball on Ø2.5mm Steel Stem X 13.0mm E.W.L. | 1.6 | 28
261-4R | CMM Replacement Stylus | M3 Thds, 21.0mm Range Length, Ø4.0mm Ruby Ball on Ø2.5mm Steel Stem X 13.0mm E.W.L. | 1.3 | 30
261-5 | CMM Replacement Stylus | M3 Thds, 21.0mm Range Length, Ø5.0mm Carbide Ball on Ø2.5mm Steel Stem X 13.0mm E.W.L. | 2.1 | 28
261-5R | CMM Replacement Stylus | M3 Thds, 21.0mm Range Length, Ø5.0mm Ruby Ball on Ø2.5mm Steel Stem X 13.0mm E.W.L. | 1.4 | 30
261-6 | CMM Replacement Stylus | M3 Thds, 21.0mm Range Length, Ø6.0mm Carbide Ball on Ø2.5mm Steel Stem X 13.0mm E.W.L. | 2.8 | 40.25
261-6R | CMM Replacement Stylus | M3 Thds, 21.0mm Range Length, Ø6.0mm Ruby Ball on Ø2.5mm Steel Stem X 13.0mm E.W.L. | 1.6 | 44
261-8 | CMM Replacement Stylus | M3 Thds, 21.0mm Range Length, Ø8.0mm Carbide Ball on Ø4.0mm Steel Stem X 21.0mm E.W.L. | 5.7 | 52.5
261-8R | CMM Replacement Stylus | M3 Thds, 21.0mm Range Length, Ø8.0mm Ruby Ball on Ø4.0mm Steel Stem X 21.0mm E.W.L. | 2.8 | 70
261-AD5 | CMM Replacement Stylus Adaptor | Steel Adaptor - M3 Male Threads to M2 Female Threads X 5.0mm Long | 0.5 | 14.5
261-E10 | CMM Replacement Stylus Extension | Steel Extension; M3 Thds, Ø4.0mm Diameter X 10.0mm Long | 0.8 | 12
261-E20 | CMM Replacement Stylus Extension | Steel Extension; M3 Thds, Ø4.0mm Diameter X 20.0mm Long | 1.6 | 12
261-E30 | CMM Replacement Stylus Extension | Steel Extension; M3 Thds, Ø4.0mm Diameter X 30.0mm Long | 2.6 | 12
261-E35 | CMM Replacement Stylus Extension | Steel Extension; M3 Thds, Ø4.0mm Diameter X 35.0mm Long | 3.1 | 12
261-EC100 | CMM Replacement Stylus Extension | Ceramic Shaft Extension; M3 Thds, Ø4.0mm Diameter X 100.0mm Long | 4.2 | 55
261-EC50 | CMM Replacement Stylus Extension | Ceramic Shaft Extension; M3 Thds, Ø4.0mm Diameter 50.0mm Long | 2.7 | 49.75
261-EC75 | CMM Replacement Stylus Extension | Ceramic Shaft Extension; M3 Thds, Ø4.0mm Diameter X 75.0mm Long | 3.5 | 52.5
261-L4 | CMM Replacement Stylus | M3 Thds, 31.0mm Range Length, Ø4.0mm Carbide Ball on Ø2.5mm Steel Stem X 21.0mm E.W.L. | 2 | 28
261-L4R | CMM Replacement Stylus | M3 Thds, 31.0mm Range Length, Ø4.0mm Ruby Ball on Ø2.5mm Steel Stem X 27.0mm E.W.L. | 1.7 | 30
261-L5 | CMM Replacement Stylus | M3 Thds, 31.0mm Range Length, Ø5.0mm Carbide Ball on Ø2.5mm Steel Stem X 21.0mm E.W.L. | 2.5 | 28
261-L5R | CMM Replacement Stylus | M3 Thds, 31.0mm Range Length, Ø5.0mm Ruby Ball on Ø2.5mm Steel Stem X 21.0mm E.W.L. | 1.8 | 30
261-RA5 | Right Angle CMM Stylus Adaptor | M3 Thds, 90° Right Angle Adaptor; Adjustable 360° Rotation, 5.0mm Offset Length X 6.15mm Over-All Length | 2 | 36.25
261-ROA16 | CMM Replacement Rotary Adaptor | M3 Thds, In-Line Rotary Adaptor with Adjustable 360° Rotation X 16.0mm Long | 1.7 | 39
262-AD9 | CMM Replacement Stylus Adaptor | Steel Adaptor - Ø4.5mm Shank to M3 Female Threads | 1 | 10.25
265-.2 | CMM Replacement Stylus | M2 Thds, 10.0mm Range Length, Ø.2mm Carbide Ball on Ø.18mm Carbide Stem X 2.0mm E.W.L. | 0.3 | 204.75
265-.3 | CMM Replacement Stylus | M2 Thds, 10.0mm Range Length, Ø.3mm Carbide Ball on Ø.23mm Carbide Stem X 2.0mm E.W.L. | 0.3 | 74.5
265-.3R | CMM Replacement Stylus | M2 Thds, 10.0mm Range Length, Ø.3mm Ruby Ball on Ø.23mm Carbide Stem X 2.0mm E.W.L. | 0.3 | 90
265-.5 | CMM Replacement Stylus | M2 Thds, 10.0mm Range Length, Ø.5mm Carbide Ball on Ø.38mm Carbide Stem X 3.0mm E.W.L. | 0.3 | 46.25
265-.5R | CMM Replacement Stylus | M2 Thds, 10.0mm Range Length, Ø.5mm Ruby Ball on Ø.38mm Carbide Stem X 3.0mm E.W.L. | 0.3 | 80
265-.7 | CMM Replacement Stylus | M2 Thds, 10.0mm Range Length, Ø.7mm Carbide Ball on Ø.50mm Carbide Stem X 4.0mm E.W.L. | 0.3 | 44
265-.7R | CMM Replacement Stylus | M2 Thds, 10.0mm Range Length, Ø.7mm Ruby Ball on Ø.50mm Carbide Stem X 4.0mm E.W.L. | 0.3 | 75
265-0 | CMM Replacement Star Stylus Center | M2 Thds, 5 Way Stationary Star Stylus Center, 10.0mm Span X 10.0mm Long NOTE: Star Stylus Center is STATIONARY, NON-ADJUSTABLE, the Four Horizontal Ball Styli cannot be Adjusted to Desired Orientation | 2.7 | 69
265-1 | CMM Replacement Stylus | M2 Thds, 10.0mm Range Length, Ø1.0mm Carbide Ball on Ø.71mm Steel Stem X 4.5mm E.W.L. | 0.3 | 18
265-1.5 | CMM Replacement Stylus | M2 Thds, 10.0mm Range Length, Ø1.5mm Carbide Ball on Ø.71mm Steel Stem X 4.5mm E.W.L. | 0.3 | 18
265-1.5R | CMM Replacement Stylus | M2 Thds, 10.0mm Range Length, Ø1.5mm Ruby Ball on Ø.71mm Steel Stem X 4.5mm E.W.L. | 0.3 | 21
265-1R | CMM Replacement Stylus | M2 Thds, 10.0mm Range Length, Ø1.0mm Ruby Ball on Ø.71mm Steel Stem X 4.5mm E.W.L. | 0.3 | 21
265-1R-TCS | CMM Replacement Stylus | M2 Thds, 10.0mm Range Length, Ø1.0mm Ruby Ball on Ø.79mm Carbide Stem X 5.0mm E.W.L. | 0.3 | 47.5
265-2 | CMM Replacement Stylus | M2 Thds, 10.0mm Range Length, Ø2.0mm Carbide Ball on Ø1.0mm Steel Stem X 6.0mm E.W.L. | 0.3 | 18
265-2.5 | CMM Replacement Stylus | M2 Thds, 10.0mm Range Length, Ø2.5mm Carbide Ball on Ø1.0mm Steel Stem X 6.0mm E.W.L. | 0.4 | 19
265-2.5R | CMM Replacement Stylus | M2 Thds, 10.0mm Range Length, Ø2.5mm Ruby Ball on Ø1.0mm Steel Stem X 6.0mm E.W.L. | 0.3 | 21
265-2R | CMM Replacement Stylus | M2 Thds, 10.0mm Range Length, Ø2.0mm Ruby Ball on Ø1.0mm Steel Stem X 6.0mm E.W.L. | 0.3 | 19
265-3 | CMM Replacement Stylus | M2 Thds, 10.0mm Range Length, Ø3.0mm Carbide Ball on Ø1.5mm Steel Stem X 5.0mm E.W.L. | 0.5 | 19
265-3R | CMM Replacement Stylus | M2 Thds, 10.0mm Range Length, Ø3.0mm Ruby Ball on Ø1.5mm Steel Stem X 5.0mm E.W.L. | 0.4 | 21
265-4 | CMM Replacement Stylus | M2 Thds, 10.0mm Range Length, Ø4.0mm Carbide Ball on Ø2.0mm Steel Stem X 5.0mm E.W.L. | 0.9 | 19
265-4R | CMM Replacement Stylus | M2 Thds, 10.0mm Range Length, Ø4.0mm Ruby Ball on Ø2.0mm Steel Stem X 5.0mm E.W.L. | 0.5 | 21
265-5 | CMM Replacement Stylus | M2 Thds, 10.0mm Range Length, Ø5.0mm Carbide Ball on Ø2.5mm Steel Stem X 7.3mm E.W.L. | 1.4 | 32
265-5R | CMM Replacement Stylus | M2 Thds, 10.0mm Range Length, Ø5.0mm Ruby Ball on Ø2.5mm Steel Stem X 7.3mm E.W.L. | 0.7 | 34
265-6 | CMM Replacement Stylus | M2 Thds, 10.0mm Range Length, Ø6.0mm Carbide Ball on Ø2.5mm Steel Stem X 7.3mm E.W.L. | 2.1 | 34.5
265-6R | CMM Replacement Stylus | M2 Thds, 10.0mm Range Length, Ø6.0mm Ruby Ball on Ø2.5mm Steel Stem X 7.3mm E.W.L. | 0.8 | 37
265-8 | CMM Replacement Stylus | M2 Thds, 12.0mm Range Length, Ø8.0mm Carbide Ball on Ø3.2mm Steel Stem X 12.0mm E.W.L. | 4.6 | 52
265-8R | CMM Replacement Stylus | M2 Thds, 12.0mm Range Length, Ø8.0mm Ruby Ball on Ø3.2mm Steel Stem X 12.0mm E.W.L. | 1 | 70
265-A | CMM Replacement Star Stylus | M2 Thds, 5 Way Stationary Star Stylus, 30.0mm Working Diameter with Ø2.0mm Ruby Styli NOTE: Star Stylus is STATIONARY, NON-ADJUSTABLE, the Four Horizontal Ball Styli cannot be Adjusted to Desired Orientation | 3.9 | 125
265-AD7 | CMM Replacement Stylus Adaptor | Steel Adaptor - M2 Male Threads to M3 Female Threads X 7.0mm Long | 0.5 | 14
265-E10 | CMM Replacement Stylus Extension | Steel Extension; M2 Thds, Ø3.2mm Diameter X 10.0mm Long | 0.6 | 12
265-E20 | CMM Replacement Stylus Extension | Steel Extension; M2 Thds, Ø3.2mm Diameter 20.0mm Long | 1.2 | 14
265-E30 | CMM Replacement Stylus Extension | Steel Extension; M2 Thds, Ø3.2mm Diameter 30.0mm Long | 1.8 | 15
265-E40 | CMM Replacement Stylus Extension | Steel Extension; M2 Thds, Ø3.2mm Diameter X 40.0mm Long | 2.4 | 16
265-E5 | CMM Replacement Stylus Extension | Steel Extension; M2 Thds, Ø3.2mm Diameter X 5.0mm Long | 0.3 | 11.5
265-E60 | CMM Replacement Stylus Extension | Steel Extension; M2 Thds, Ø3.2mm Diameter X 60.0mm Long | 3.6 | 18
265-E90 | CMM Replacement Stylus Extension | Steel Extension; M2 Thds, Ø3.2mm Diameter X 90.0mm Long | 5.5 | 20.5
265-EC100 | CMM Replacement Stylus Extension | Ceramic Shaft Extension; M2 Thds, Ø3.2mm Diameter X 100.0mm Long | 2.7 | 52.5
265-EC30 | CMM Replacement Stylus Extension | Ceramic Shaft Extension; M2 Thds, Ø3.2mm Diameter X 30.0mm Long | 1.1 | 42.5
265-EC40 | CMM Replacement Stylus Extension | Ceramic Shaft Extension; M2 Thds, Ø3.2mm Diameter X 40.0mm Long | 1.3 | 45
265-EC50 | CMM Replacement Stylus Extension | Ceramic Shaft Extension; M2 Thds, Ø3.2mm Diameter X 50.0mm Long | 1.5 | 47.25
265-EC75 | CMM Replacement Stylus Extension | Ceramic Shaft Extension; M2 Thds, Ø3.2mm Diameter X 75.0mm Long | 2.2 | 49.75
265-RA4 | Right Angle CMM Stylus Adaptor | M2 Thds, 90° Right Angle Adaptor; Adjustable 360° Rotation, 4.0mm Offset Length X 5.34mm Over-All Length | 0.6 | 36.25
265-ROA13 | CMM Replacement Rotary Adaptor | M2 Thds, In-Line Rotary Adaptor with Adjustable 360° Rotation X 13.0mm Long | 1.5 | 39
266-.2 | CMM Replacement Stylus | M2 Thds, 20.0mm Range Length, Ø.2mm Carbide Ball on Ø.18mm Carbide Stem X 2.0mm E.W.L. | 0.7 | 204.75
266-.2LXR | CMM Replacement Stylus | Extended Reach Stem, M2 Thds, 20.0mm Range Length, Ø.2mm Carbide Ball on Ø.18mm Carbide Stem X 2.0mm E.W.L., Stepped to Ø1.0mm Carbide Stem X 15.0mm E.W.L. | 0.4 | 209
266-.3 | CMM Replacement Stylus | M2 Thds, 20.0mm Range Length, Ø.3mm Carbide Ball on Ø.23mm Carbide Stem X 2.0mm E.W.L. | 0.7 | 74.5
266-.3LXR | CMM Replacement Stylus | Extended Reach Stem, M2 Thds, 20.0mm Range Length, Ø.3mm Carbide Ball on Ø.23mm Carbide Stem X 2.0mm E.W.L., Stepped to Ø1.0mm Carbide Stem X 15.0mm E.W.L. | 0.4 | 74.5
266-.3R | CMM Replacement Stylus | M2 Thds, 20.0mm Range Length, Ø.3mm Ruby Ball on Ø.23mm Carbide Stem X 2.0mm E.W.L. | 0.7 | 90
266-.3RLXR | CMM Replacement Stylus | Extended Reach Stem, M2 Thds, 20.0mm Range Length, Ø.3mm Ruby Ball on Ø.23mm Carbide Stem X 2.0mm E.W.L., Stepped to Ø1.0mm Carbide Stem X 15.0mm E.W.L. | 0.4 | 90
266-.5 | CMM Replacement Stylus | M2 Thds, 20.0mm Range Length, Ø.5mm Carbide Ball on Ø.38mm Carbide Stem X 3.0mm E.W.L. | 0.7 | 46.25
266-.5L | CMM Replacement Stylus | M2 Thds, 20.0mm Range Length, Ø.5mm Carbide Ball on Ø.38mm Carbide Stem X 7.0mm E.W.L. | 0.7 | 46.25
266-.5LXR | CMM Replacement Stylus | Extended Reach Stem, M2 Thds, 20.0mm Range Length, Ø.5mm Carbide Ball on Ø.38mm Carbide Stem X 3.0mm E.W.L., Stepped to Ø1.0mm Carbide Stem X 15.0mm E.W.L. | 0.4 | 46.25
266-.5R | CMM Replacement Stylus | M2 Thds, 20.0mm Range Length, Ø.5mm Ruby Ball on Ø.38mm Carbide Stem X 3.0mm E.W.L. | 0.7 | 80
266-.5RL | CMM Replacement Stylus | M2 Thds, 20.0mm Range Length, Ø.5mm Ruby Ball on Ø.38mm Carbide Stem X 7.0mm E.W.L. | 0.5 | 80
266-.5RLXR | CMM Replacement Stylus | Extended Reach Stem, M2 Thds, 20.0mm Range Length, Ø.5mm Ruby Ball on Ø.38mm Carbide Stem X 3.0mm E.W.L., Stepped to Ø1.0mm Carbide Stem X 15.0mm E.W.L. | 0.4 | 80
266-.7 | CMM Replacement Stylus | M2 Thds, 20.0mm Range Length, Ø.7mm Carbide Ball on Ø.50mm Carbide Stem X 4.0mm E.W.L. | 0.6 | 44
266-.7L | CMM Replacement Stylus | M2 Thds, 20.0mm Range Length, Ø.7mm Carbide Ball on Ø.50mm Carbide Stem X 12.0mm E.W.L. | 0.4 | 44
266-.7LXR | CMM Replacement Stylus | Extended Reach Stem, M2 Thds, 20.0mm Range Length, Ø.7mm Carbide Ball on Ø.50mm Carbide Stem X 4.0mm E.W.L., Stepped to Ø1.0mm Carbide Stem X 15.0mm E.W.L. | 0.4 | 44
266-.7R | CMM Replacement Stylus | M2 Thds, 20.0mm Range Length, Ø.7mm Ruby Ball on Ø.50mm Carbide Stem X 4.0mm E.W.L. | 0.6 | 75
266-.7RL | CMM Replacement Stylus | M2 Thds, 20.0mm Range Length, Ø.7mm Ruby Ball on Ø.50mm Carbide Stem X 12.0mm E.W.L. | 0.4 | 75
266-.7RLXR | CMM Replacement Stylus | Extended Reach Stem, M2 Thds, 20.0mm Range Length, Ø.7mm Ruby Ball on Ø.50mm Carbide Stem X 4.0mm E.W.L., Stepped to Ø1.0mm Carbide Stem X 15.0mm E.W.L. | 0.4 | 75
266-1 | CMM Replacement Stylus | M2 Thds, 20.0mm Range Length, Ø1.0mm Carbide Ball on Ø.71mm Steel Stem X 7.0mm E.W.L. | 0.5 | 19.25
266-1.5 | CMM Replacement Stylus | M2 Thds, 20.0mm Range Length, Ø1.5mm Carbide Ball on Ø1.07mm Steel Stem X 8.0mm E.W.L. | 0.5 | 19.25
266-1.5L | CMM Replacement Stylus | M2 Thds, 20.0mm Range Length, Ø1.5mm Carbide Ball on Ø1.0mm Carbide Stem X 15.0mm E.W.L. | 0.5 | 40
266-1.5R | CMM Replacement Stylus | M2 Thds, 20.0mm Range Length, Ø1.5mm Ruby Ball on Ø1.07mm Steel Stem X 8.0mm E.W.L. | 0.5 | 22
266-1.5RL | CMM Replacement Stylus | M2 Thds, 20.0mm Range Length, Ø1.5mm Ruby Ball on Ø1.0mm Carbide Stem X 15.0mm E.W.L. | 0.5 | 42
266-1L | CMM Replacement Stylus | M2 Thds, 20.0mm Range Length, Ø1.0mm Carbide Ball on Ø.79mm Carbide Stem X 15.0mm E.W.L. | 0.4 | 40
266-1R | CMM Replacement Stylus | M2 Thds, 20.0mm Range Length, Ø1.0mm Ruby Ball on Ø.71mm Steel Stem X 7.0mm E.W.L. | 0.5 | 22
266-1RL | CMM Replacement Stylus | M2 Thds, 20.0mm Range Length, Ø1.0mm Ruby Ball on Ø.79mm Carbide Stem X 15.0mm E.W.L. | 0.4 | 42
266-1R-TCS | CMM Replacement Stylus | M2 Thds, 20.0mm Range Length, Ø1.0mm Ruby Ball on Ø0.79mm Carbide Stem X 7.0mm E.W.L. | 0.6 | 42
266-2 | CMM Replacement Stylus | M2 Thds, 20.0mm Range Length, Ø2.0mm Carbide Ball on Ø1.40mm Steel Stem X 14.0mm E.W.L. | 0.5 | 19.25
266-2.5 | CMM Replacement Stylus | M2 Thds, 20.0mm Range Length, Ø2.5mm Carbide Ball on Ø1.40mm Steel Stem X 14.0mm E.W.L. | 0.6 | 20
266-2.5R | CMM Replacement Stylus | M2 Thds, 20.0mm Range Length, Ø2.5mm Ruby Ball on Ø1.40mm Steel Stem X 14.0mm E.W.L. | 0.5 | 22
266-2.5RL | CMM Replacement Stylus | M2 Thds, 20.0mm Range Length, Ø2.5mm Ruby Ball on Ø1.0mm Carbide Stem X 15.0mm E.W.L. | 0.5 | 42
266-2R | CMM Replacement Stylus | M2 Thds, 20.0mm Range Length, Ø2.0mm Ruby Ball on Ø1.40mm Steel Stem X 14.0mm E.W.L. | 0.5 | 22
266-2RL | CMM Replacement Stylus | M2 Thds, 20.0mm Range Length, Ø2.0mm Ruby Ball on Ø1.0mm Carbide Stem X 15.0mm E.W.L. | 0.4 | 27
266-3 | CMM Replacement Stylus | M2 Thds, 20.0mm Range Length, Ø3.0mm Carbide Ball on Ø1.50mm Steel Stem X 15.0mm E.W.L. | 3.6 | 20
266-3R | CMM Replacement Stylus | M2 Thds, 20.0mm Range Length, Ø3.0mm Ruby Ball on Ø1.50mm Steel Stem X 17.5mm E.W.L. | 0.5 | 22
266-3RL | CMM Replacement Stylus | M2 Thds, 20.0mm Range Length, Ø3.0mm Ruby Ball on Ø1.5mm Carbide Stem X 15.0mm E.W.L. | 0.7 | 42
266-4 | CMM Replacement Stylus | M2 Thds, 20.0mm Range Length, Ø4.0mm Carbide Ball on Ø2.0mm Steel Stem X 15.0mm E.W.L. | 1.1 | 22
266-4R | CMM Replacement Stylus | M2 Thds, 20.0mm Range Length, Ø4.0mm Ruby Ball on Ø2.0mm Steel Stem X 15.0mm E.W.L. | 0.8 | 24
266-4RL | CMM Replacement Stylus | M2 Thds, 20.0mm Range Length, Ø4.0mm Ruby Ball on Ø2.0mm Carbide Stem X 15.0mm E.W.L. | 1.1 | 42
266-5 | CMM Replacement Stylus | M2 Thds, 20.0mm Range Length, Ø5.0mm Carbide Ball on Ø2.50mm Steel Stem X 17.2mm E.W.L. | 1.8 | 31.5
266-5R | CMM Replacement Stylus | M2 Thds, 20.0mm Range Length, Ø5.0mm Ruby Ball on Ø2.50mm Steel Stem X 17.2mm E.W.L. | 1 | 35
266-5RL | CMM Replacement Stylus | M2 Thds, 20.0mm Range Length, Ø5.0mm Ruby Ball on Ø2.5mm Carbide Stem X 15.0mm E.W.L. | 1.5 | 42
266-6 | CMM Replacement Stylus | M2 Thds, 20.0mm Range Length, Ø6.0mm Carbide Ball on Ø2.50mm Steel Stem X 17.2mm E.W.L. | 2.4 | 33.75
266-6R | CMM Replacement Stylus | M2 Thds, 20.0mm Range Length, Ø6.0mm Ruby Ball on Ø2.50mm Steel Stem X 17.2mm E.W.L. | 0.4 | 37.5
266-8 | CMM Replacement Stylus | M2 Thds, 20.0mm Range Length, Ø8.0mm Carbide Ball on Ø3.2mm Steel Stem X 20.0mm E.W.L. | 5 | 51.5
266-8R | CMM Replacement Stylus | M2 Thds, 20.0mm Range Length, Ø8.0mm Ruby Ball on Ø3.2mm Steel Stem X 20.0mm E.W.L. | 2.1 | 70
266-A | CMM Replacement Star Stylus | M2 Thds, 5 Way Stationary Star Stylus, 50.0mm Working Diameter with Ø2.0mm Ruby Styli NOTE: Star Stylus is STATIONARY, NON-ADJUSTABLE, the Four Horizontal Ball Styli cannot be Adjusted to Desired Orientation | 5 | 125
267 | CMM Replacement Cylinder Stylus | M2 Thds, 10.75mm Range Length, Ø1.5mm Diameter X 1.0mm Long Flat End Carbide Cylinder on Ø1.0mm Steel Stem | 0.3 | 35.75
268 | CMM Replacement Cylinder Stylus | M2 Thds, 12.0mm Range Length, Ø3.0mm Diameter X 3.5mm Long Flat Ended Carbide Cylinder on Ø2.0mm Steel Stem | 0.8 | 35.75
269 | CMM Replacement Pointer Stylus | Pointer/Thread Form Stylus; M2 Thds, 15.0mm Range Length, Carbide Tip with 30° Included Conical Angle, Sharp Pointed | 0.7 | 32
270 | CMM Replacement Disc Stylus | Hardened Steel Disk, M2 Thds, Ø6.0mm Spherical Dia. X 1.5mm Disk Depth with Ø1.0mm Ruby Rollets X 2.0mm Span, 10.0mm Range Length | 0.7 | 68
271 | CMM Replacement Disc Stylus | Hardened Steel Disk, M2 Thds, Ø18.0mm Spherical Dia. X 3.0mm Disk Depth with Ø2.0mm Ruby Rollets X 4.0mm Span, 2.5mm Range Length | 5.9 | 96.5
272 | CMM Replacement Disc Stylus | Hardened Steel Disk, M2 Thds, Ø25.0mm Spherical Dia. X 3.0mm Disk Depth with Ø2.0mm Ruby Rollets X 4.0mm Span, 2.5mm Range Length | 11.3 | 130.5
273 | CMM Replacement Disc Stylus | Hardened Steel Disk, 31.0mm Range Length, M3 Thds, Ø12.7mm Spherical Dia. X 3.0mm Disk Depth | 5.5 | 87.75
274 | CMM Replacement Disc Stylus | Hardened Steel Disk, M2 Thds, Ø18.0mm Spherical Dia. X 2.20mm Disk Depth with Ø1.0mm Tungsten Carbide Rollet X 2.80mm Span, 2.6mm Range Length | 2.5 | 96.5
275 | CMM Replacement Disc Stylus | Hardened Steel Disk, M2 Thds, Ø25.0mm Spherical Dia. X 3.0mm Disk Depth, 2.5mm Range Length | 3.7 | 91.25
276 | CMM Replacement Stylus Knuckle | M3 Thds, Adjustable 360° Rotation, with 8.0mm Offset Arm X 12.7mm Long | 6.5 | 56.5
277 | CMM Replacement Stylus Knuckle | M2 Thds, Adjustable 360° Rotation, with 6.0mm Offset Arm X 9.65mm Long | 2.9 | 56.5
278 | CMM Replacement Star Stylus Center | M2 Thds, 5 Way Adjustable Star Stylus Center, 6mm Span X 8mm Long | 0.9 | 60
278CP | CMM Replacement Star Stylus Post | M2 Thds, Replacement Center Post for Carbide Probes Part Numbers 278, 830, 830-.5R, 860-.5R, and 860-1R (Star Styli and Stylus Centers) | 0.3 | 19.25
279 | CMM Replacement Star Stylus Center | M3 Thds, 5 Way Adjustable Star Stylus Center, 10mm Span X 10mm Long | 2.5 | 62
279CP | CMM Replacement Star Stylus Post | M3 Thds, Replacement Center Post for Carbide Probes Part No. 279 (Star Stylus Center) | 0.6 | 19.25
280 | CMM Replacement Disc Stylus | Hardened Steel Disk, 30.8mm Range Length, M3 Thds, Ø12.7mm Spherical Dia. X 2.2mm Disk Depth | 3.4 | 72
281 | CMM Replacement Stylus Knuckle | M3 Thds, 45° Rotating Offset, Adjustable 360° X 15mm Long | 5.8 | 69
282 | CMM Replacement Stylus Adaptor | Steel Adaptor - M3 Male Threads to Ø4.5mm I.D. Holder with Side Mounted Set Screw X 10mm Long | 3.8 | 16
283 | CMM Replacement Disc Stylus | Hardened Steel Disk, M3 Thds, Ø12.7mm Spherical Dia. X 3.0mm Disk Depth, 3.0mm Range Length | 3.1 | 77
284 | CMM Replacement Disc Stylus | Hardened Steel Disk, M3 Thds, Ø35.0mm Spherical Dia. X 5.0mm Disk Depth, 4.0mm Range Length | 9.2 | 124
285 | CMM Replacement Disc Stylus | Hardened Steel Disk, M3 Thds, Ø63.5mm Spherical Dia. X 6.0mm Disk Depth, 4.0mm Range Length | 42.3 | 130
290 | CMM Replacement Cylinder Stylus | M2 Thds, 40.0mm Range Length, Precision Ball Tipped Cylinder Stylus, Ø2.0mm Ruby Ball on Ø2.0mm Ceramic Shaft X 30.5mm E.W.L., Ball & Shaft Ground Concentric and to Size within ±.0001" - Length Tolerance ±.0002" | 1.3 | 111
291 | CMM Replacement Cylinder Stylus | M2 Thds, 40.0mm Range Length, Precision Ball Tipped Cylinder Stylus, Ø2.0mm Ruby Ball on Ø2.0mm Ceramic Shaft X 30.5mm E.W.L., Ball & Shaft Ground Concentric and to Size within ±.0001" - Length Tolerance ±.0005" | 1.3 | 99
292 | CMM Replacement Cylinder Stylus | M2 Thds, 40.0mm Range Length, Precision Ball Tipped Cylinder Stylus, Ø2.0mm Ruby Ball on Ø2.0mm Ceramic Shaft X 30.5mm E.W.L., Ball & Shaft Ground Concentric and to Size within ±.0001" | 1.3 | 86.75
301 | AGD Indicator Contact Point | 4-48 Thds, Carbide Tipped, Button Contact with .187" Spherical Radius, Ø.187" Dia X .125" Long | 0.6 | 24.25
301D | AGD Indicator Contact Point | Plastic Tipped, Non Marring, Contact Point; 4-48 Thds, Delrin Tipped Cap, Button Contact with .187" Spherical Radius, Ø.187" Dia X .125" Long | 1e-05 | 28.5
301R | AGD Indicator Contact Point | 4-48 Thds, Ruby Tipped Insert, Button Contact with .187" Spherical Radius, Ø.187" Dia X .125" Long | 0.4 | 85
302 | AGD Indicator Contact Point | 4-48 Thds, Carbide Tipped, Button Contact with .187" Spherical Radius, Ø.187" Dia X .250" Long | 1.1 | 24.25
302R | AGD Indicator Contact Point | 4-48 Thds, Ruby Tipped Insert, Button Contact with .187" Spherical Radius, Ø.187" Dia X .250" Long | 0.9 | 85
303 | AGD Indicator Contact Point | 4-48 Thds, Carbide Tipped, Button Contact with .187" Spherical Radius, Ø.187" Dia X .375" Long | 1.5 | 24.25
304 | AGD Indicator Contact Point | 4-48 Thds, Carbide Tipped, Button Contact with .187" Spherical Radius, Ø.187" Dia X .500" Long | 1.8 | 24.25
305 | AGD Indicator Contact Point | 4-48 Thds, Carbide Tipped, Button Contact with .312" Spherical Radius, Ø.281" Dia X .140" Long | 1.4 | 27.25
306 | AGD Indicator Contact Point | 4-48 Thds, Carbide Tipped, Button Contact with .437" Spherical Radius, Ø.375" Dia X .156" Long | 2.6 | 32.75
306D | AGD Indicator Contact Point | Plastic Tipped, Non Marring, Contact Point; 4-48 Thds, Delrin Tipped Cap, Button Contact with .437" Spherical Radius, Ø.375" Dia X .156" Long | 1e-05 | 37
307-E10 | AGD Indicator Contact Extension | Steel Extension, 4-48 Thds, Ø.187" Dia X 10.0mm Long | 1 | 7
307-E100 | AGD Indicator Contact Extension | Steel Extension, 4-48 Thds, Ø.187" Dia X 100.0mm Long | 13.4 | 14
307-E1000 | AGD Indicator Contact Extension | Steel Extension, 4-48 Thds, Ø.187" Dia X 1.00" Long | 3.1 | 7
307-E15 | AGD Indicator Contact Extension | Steel Extension, 4-48 Thds, Ø.187" Dia X 15.0mm Long | 1.7 | 7
307-E20 | AGD Indicator Contact Extension | Steel Extension, 4-48 Thds, Ø.187" Dia X 20.0mm Long | 2.4 | 7
307-E2000 | AGD Indicator Contact Extension | Steel Extension, 4-48 Thds, Ø.187" Dia X 2.00" Long | 6.7 | 9.5
307-E25 | AGD Indicator Contact Extension | Steel Extension, 4-48 Thds, Ø.187" Dia X 25.0mm Long | 3.1 | 7
307-E250 | AGD Indicator Contact Extension | Steel Extension, 4-48 Thds, Ø.187" Dia X .250" Long | 0.7 | 10.75
307-E30 | AGD Indicator Contact Extension | Steel Extension, 4-48 Thds, Ø.187" Dia X 30.0mm Long | 3.8 | 8.25
307-E3000 | AGD Indicator Contact Extension | Steel Extension, 4-48 Thds, Ø.187" Dia X 3.00" Long | 10 | 11.5
307-E35 | AGD Indicator Contact Extension | Steel Extension, 4-48 Thds, Ø.187" Dia X 35.0mm Long | 4.5 | 8.25
307-E375 | AGD Indicator Contact Extension | Steel Extension, 4-48 Thds, Ø.187" Dia X .375" Long | 1 | 7
307-E40 | AGD Indicator Contact Extension | Steel Extension, 4-48 Thds, Ø.187" Dia X 40.0mm Long | 5.2 | 8.25
307-E4000 | AGD Indicator Contact Extension | Steel Extension, 4-48 Thds, Ø.187" Dia X 4.00" Long | 13.5 | 14
307-E45 | AGD Indicator Contact Extension | Steel Extension, 4-48 Thds, Ø.187" Dia X 45.0mm Long | 5.8 | 8.25
307-E50 | AGD Indicator Contact Extension | Steel Extension, 4-48 Thds, Ø.187" Dia X 50.0mm Long | 6.5 | 9.5
307-E500 | AGD Indicator Contact Extension | Steel Extension, 4-48 Thds, Ø.187" Dia X .500" Long | 1.4 | 7
307-E55 | AGD Indicator Contact Extension | Steel Extension, 4-48 Thds, Ø.187" Dia X 55.0mm Long | 7.2 | 10.5
307-E60 | AGD Indicator Contact Extension | Steel Extension, 4-48 Thds, Ø.187" Dia X 60.0mm Long | 7.9 | 10.5
307-E6000 | AGD Indicator Contact Extension | Steel Extension, 4-48 Thds, Ø.187" Dia X 6.00" Long | 21 | 18.75
307-E65 | AGD Indicator Contact Extension | Steel Extension, 4-48 Thds, Ø.187" Dia X 65.0mm Long | 8.5 | 10.5
307-E70 | AGD Indicator Contact Extension | Steel Extension, 4-48 Thds, Ø.187" Dia X 70.0mm Long | 9.2 | 10.5
307-E75 | AGD Indicator Contact Extension | Steel Extension, 4-48 Thds, Ø.187" Dia X 75.0mm Long | 9.9 | 11.5
307-E750 | AGD Indicator Contact Extension | Steel Extension, 4-48 Thds, Ø.187" Dia X .750" Long | 2.3 | 7
307-E80 | AGD Indicator Contact Extension | Steel Extension, 4-48 Thds, Ø.187" Dia X 80.0mm Long | 10.6 | 12.75
307-E90 | AGD Indicator Contact Extension | Steel Extension, 4-48 Thds, Ø.187" Dia X 90.0mm Long | 12 | 12.75
307-RA | Right Angle Contact Point Adaptor | 4-48 Thds, 90° Right Angle Adaptor; Adjustable 360° Rotation, .275" Offset Length X .297" Over-All Length; Use to Create Custom 90° Hook Point Configurations with any 4-48 Threaded Contact Point | 1.7 | 43
307-RAM2 | Right Angle Contact Point/Stylus Adaptor | 4-48 Male Thds to M2X0.4 Female Thds, 90° Right Angle Adaptor; Adjustable 360° Rotation, .188" Offset Length X .236" Over-All Length; Use to Create Custom 90° Hook Point Configurations with any M2 Threaded Indicator Tips or CMM Styli | 1 | 43
307-RAM3 | Right Angle Contact Point/Stylus Adaptor | 4-48 Male Thds to M3X0.5 Female Thds, 90° Right Angle Adaptor; Adjustable 360° Rotation, .226" Offset Length X .267" Over-All Length; Use to Create Custom 90° Hook Point Configurations with any M3 Threaded Indicator Tips or CMM Styli | 1.2 | 43
308 | AGD Indicator Contact Point | 4-48 Thds, Carbide Tipped, Button Contact with .187" Spherical Radius, Ø.187" Dia X .750" Long | 3 | 24.75
309 | AGD Indicator Contact Point | 4-48 Thds, Carbide Tipped, Button Contact with .187" Spherical Radius, Ø.187" Dia X 1.00" Long | 4 | 24.75
309-2000 | AGD Indicator Contact Point | 4-48 Thds, Carbide Tipped, Button Contact with .187" Spherical Radius, Ø.187" Dia X 2.00" Long | 7.1 | 32.5
309-3000 | AGD Indicator Contact Point | 4-48 Thds, Carbide Tipped, Button Contact with .187" Spherical Radius, Ø.187" Dia X 3.00" Long | 11 | 41.75
309-4000 | AGD Indicator Contact Point | 4-48 Thds, Carbide Tipped, Button Contact with .187" Spherical Radius, Ø.187" Dia X 4.00" Long | 14.1 | 51
310 | AGD Indicator Contact Point | 4-48 Thds, Carbide Tipped, Button Contact with .250" Spherical Radius, Ø.250" Dia X .250" Long | 1.7 | 25.5
310R | AGD Indicator Contact Point | 4-48 Thds, Ruby Tipped Insert, Button Contact with .250" Spherical Radius, Ø.250" Dia X .250" Long | 1.3 | 90
311 | AGD Indicator Contact Point | 4-48 Thds, Carbide Tipped, Button Contact with .562" Spherical Radius, Ø.500" Dia X .187" Long | 5 | 60
312 | AGD Indicator Contact Point | 4-48 Thds, Carbide Tipped, Button Contact with .115" Spherical Radius, Ø.187" Dia X .150" Long | 1 | 25.5
313 | AGD Indicator Contact Point | Plastic Tipped, Non Marring, Contact Point; 4-48 Thds, Delrin Tipped Insert, Brass Body, Tapered Radius Contact with .062" Spherical Radius - 60° Included Angle, Ø.312" Dia X .375" Long | 2 | 28.5
314 | AGD Indicator Contact Point | 4-48 Thds, Carbide Tipped, Flat End Needle Contact, .800" Long with Ø1.5mm Dia Stem X .500" E.W.L. | 1.4 | 34.5
315 | AGD Indicator Contact Point | 4-48 Thds, Carbide Tipped, Button Contact with .375" Spherical Radius, Ø.312" Dia X .156" Long | 2 | 32.25
316 | AGD Indicator Contact Point | 4-48 Thds, Carbide Tipped, Button Contact with .813" Spherical Radius, Ø.625" Dia X .187" Long | 6.3 | 75
317 | AGD Indicator Contact Point | 4-48 Thds, Carbide Tipped, Flat Contact, Ø.500" Dia X .187" Long | 6 | 55
318 | AGD Indicator Contact Point | 4-48 Thds, Carbide Tipped, Flat End Chisel Contact, Ø.160" Dia. Barrel X .005" Wide Flat Tip - 25° Included Angle, Ø.187" Dia X .600" Long | 2 | 65.25
319 | AGD Indicator Contact Point | 4-48 Thds, Carbide Tipped, Button Contact with 1.00" Spherical Radius, Ø.750" Dia X .218" Long | 11.2 | 95
320 | AGD Indicator Contact Point | 4-48 Thds, Carbide Tipped, Button Contact with 1.500" Spherical Radius, Ø1.00" Dia X .218" Long | 18.4 | 150
321 | Metric Indicator Contact Point | M2.5 Thds, Carbide Tipped, Button Contact with .187" Spherical Radius, Ø.187" Dia X .125" Long | 0.6 | 24.25
321D | Metric Indicator Contact Point | Plastic Tipped, Non Marring, Contact Point; M2.5 Thds, Delrin Tipped Cap, Button Contact with .187" Spherical Radius, Ø.187" Dia X .125" Long | 1e-05 | 28.5
321R | Metric Indicator Contact Point | M2.5 Thds, Ruby Tipped Insert, Button Contact with .187" Spherical Radius, Ø.187" Dia X .125" Long | 0.4 | 85
322 | Metric Indicator Contact Point | M2.5 Thds, Carbide Tipped, Button Contact with .187" Spherical Radius, Ø.187" Dia X .250" Long | 1 | 24.25
322R | Metric Indicator Contact Point | M2.5 Thds, Ruby Tipped Insert, Button Contact with .187" Spherical Radius, Ø.187" Dia X .250" Long | 0.9 | 85
323 | Metric Indicator Contact Point | M2.5 Thds, Carbide Tipped, Button Contact with .187" Spherical Radius, Ø.187" Dia X .375" Long | 1.4 | 24.25
324 | Metric Indicator Contact Point | M2.5 Thds, Carbide Tipped, Button Contact with .187" Spherical Radius, Ø.187" Dia X .500" Long | 1.9 | 24.25
325 | Metric Indicator Contact Point | M2.5 Thds, Carbide Tipped, Button Contact with .312" Spherical Radius, Ø.281" Dia X .140" Long | 1.3 | 27.25
326 | Metric Indicator Contact Point | M2.5 Thds, Carbide Tipped, Button Contact with .437" Spherical Radius, Ø.375" Dia X .156" Long | 2.6 | 32.75
326D | Metric Indicator Contact Point | Plastic Tipped, Non Marring, Contact Point; M2.5 Thds, Delrin Tipped Cap, Button Contact with .437" Spherical Radius, Ø.375" Dia X .156" Long | 1e-05 | 37
327-E10 | Metric Indicator Contact Extension | Steel Extension, M2.5 Thds, Ø.187" Dia X 10.0mm Long | 1.1 | 7
327-E100 | Metric Indicator Contact Extension | Steel Extension, M2.5 Thds, Ø.187" Dia X 100.0mm Long | 13.5 | 14
327-E1000 | Metric Indicator Contact Extension | Steel Extension, M2.5 Thds, Ø.187" Dia X 1.00" Long | 3.2 | 7
327-E15 | Metric Indicator Contact Extension | Steel Extension, M2.5 Thds, Ø.187" Dia X 15.0mm Long | 1.8 | 7
327-E20 | Metric Indicator Contact Extension | Steel Extension, M2.5 Thds, Ø.187" Dia X 20.0mm Long | 2.5 | 7
327-E2000 | Metric Indicator Contact Extension | Steel Extension, M2.5 Thds, Ø.187" Dia X 2.00" Long | 6.6 | 9.5
327-E25 | Metric Indicator Contact Extension | Steel Extension, M2.5 Thds, Ø.187" Dia X 25.0mm Long | 3.2 | 7
327-E250 | Metric Indicator Contact Extension | Steel Extension, M2.5 Thds, Ø.187" Dia X .250" Long | 0.7 | 10.75
327-E30 | Metric Indicator Contact Extension | Steel Extension, M2.5 Thds, Ø.187" Dia X 30.0mm Long | 3.9 | 8.25
327-E3000 | Metric Indicator Contact Extension | Steel Extension, M2.5 Thds, Ø.187" Dia X 3.00" Long | 10.2 | 11.5
327-E35 | Metric Indicator Contact Extension | Steel Extension, M2.5 Thds, Ø.187" Dia X 35.0mm Long | 4.6 | 8.25
327-E375 | Metric Indicator Contact Extension | Steel Extension, M2.5 Thds, Ø.187" Dia X .375" Long | 1.1 | 7
327-E40 | Metric Indicator Contact Extension | Steel Extension, M2.5 Thds, Ø.187" Dia X 40.0mm Long | 5.2 | 8.25
327-E4000 | Metric Indicator Contact Extension | Steel Extension, M2.5 Thds, Ø.187" Dia X 4.00" Long | 13.6 | 14
327-E45 | Metric Indicator Contact Extension | Steel Extension, M2.5 Thds, Ø.187" Dia X 45.0mm Long | 5.9 | 8.25
327-E50 | Metric Indicator Contact Extension | Steel Extension, M2.5 Thds, Ø.187" Dia X 50.0mm Long | 6.6 | 9.5
327-E500 | Metric Indicator Contact Extension | Steel Extension, M2.5 Thds, Ø.187" Dia X .500" Long | 1.4 | 7
327-E55 | Metric Indicator Contact Extension | Steel Extension, M2.5 Thds, Ø.187" Dia X 55.0mm Long | 7.2 | 10.5
327-E60 | Metric Indicator Contact Extension | Steel Extension, M2.5 Thds, Ø.187" Dia X 60.0mm Long | 7.9 | 10.5
327-E6000 | Metric Indicator Contact Extension | Steel Extension, M2.5 Thds, Ø.187" Dia X 6.00" Long | 20.6 | 18.75
327-E65 | Metric Indicator Contact Extension | Steel Extension, M2.5 Thds, Ø.187" Dia X 65.0mm Long | 8.6 | 10.5
327-E70 | Metric Indicator Contact Extension | Steel Extension, M2.5 Thds, Ø.187" Dia X 70.0mm Long | 9.3 | 10.5
327-E75 | Metric Indicator Contact Extension | Steel Extension, M2.5 Thds, Ø.187" Dia X 75.0mm Long | 10 | 11.5
327-E750 | Metric Indicator Contact Extension | Steel Extension, M2.5 Thds, Ø.187" Dia X .750" Long | 2.3 | 7
327-E80 | Metric Indicator Contact Extension | Steel Extension, M2.5 Thds, Ø.187" Dia X 80.0mm Long | 10.7 | 12.75
327-E90 | Metric Indicator Contact Extension | Steel Extension, M2.5 Thds, Ø.187" Dia X 90.0mm Long | 12.1 | 12.75
327-RA | Right Angle Contact Point Adaptor | M2.5 Thds, 90° Right Angle Adaptor; Adjustable 360° Rotation, .275" Offset Length X .297" Over-All Length; Use to Create Custom 90° Hook Point Configurations with any M2.5 Threaded Contact Point | 1.7 | 43
327-RAM2 | Right Angle Contact Point/Stylus Adaptor | M2.5 Male Thds to M2X0.4 Female Thds, 90° Right Angle Adaptor; Adjustable 360° Rotation, .188" Offset Length X .236" Over-All Length; Use to Create Custom 90° Hook Point Configurations with any M2 Threaded Indicator Tips or CMM Styli | 1 | 43
327-RAM3 | Right Angle Contact Point/Stylus Adaptor | M2.5 Male Thds to M3X0.5 Female Thds, 90° Right Angle Adaptor; Adjustable 360° Rotation, .226" Offset Length X .267" Over-All Length; Use to Create Custom 90° Hook Point Configurations with any M3 Threaded Indicator Tips or CMM Styli | 1.2 | 43
328 | Metric Indicator Contact Point | M2.5 Thds, Carbide Tipped, Button Contact with .187" Spherical Radius, Ø.187" Dia X .750" Long | 2.7 | 24.75
329 | Metric Indicator Contact Point | M2.5 Thds, Carbide Tipped, Button Contact with .187" Spherical Radius, Ø.187" Dia X 1.00" Long | 3.6 | 24.75
329-2000 | Metric Indicator Contact Point | M2.5 Thds, Carbide Tipped, Button Contact with .187" Spherical Radius, Ø.187" Dia X 2.00" Long | 7 | 32.5
329-3000 | Metric Indicator Contact Point | M2.5 Thds, Carbide Tipped, Button Contact with .187" Spherical Radius, Ø.187" Dia X 3.00" Long | 10.6 | 41.75
329-4000 | Metric Indicator Contact Point | M2.5 Thds, Carbide Tipped, Button Contact with .187" Spherical Radius, Ø.187" Dia X 4.00" Long | 14.1 | 51
330 | Metric Indicator Contact Point | M2.5 Thds, Carbide Tipped, Button Contact with .250" Spherical Radius, Ø.250" Dia X .250" Long | 1.7 | 25.5
330R | Metric Indicator Contact Point | M2.5 Thds, Ruby Tipped Insert, Button Contact with .250" Spherical Radius, Ø.250" Dia X .250" Long | 1.3 | 90
331 | Metric Indicator Contact Point | M2.5 Thds, Carbide Tipped, Button Contact with .562" Spherical Radius, Ø.500" Dia X .187" Long | 4.6 | 60
332 | Metric Indicator Contact Point | M2.5 Thds, Carbide Tipped, Button Contact with .115" Spherical Radius, Ø.187" Dia X .150" Long | 1 | 25.5
333 | Metric Indicator Contact Point | Plastic Tipped, Non Marring, Contact Point; M2.5 Thds, Delrin Tipped Insert, Brass Body, Tapered Radius Contact with .062" Spherical Radius - 60° Included Angle, Ø.312" Dia X .375" Long | 2 | 28.5
334 | Metric Indicator Contact Point | M2.5 Thds, Carbide Tipped, Flat End Needle Contact, .800" Long with Ø1.5mm Dia Stem X .500" E.W.L. | 1.4 | 34.5
335 | Metric Indicator Contact Point | M2.5 Thds, Carbide Tipped, Button Contact with .813" Spherical Radius, Ø.625" Dia X .187" Long | 6.5 | 75
336 | Metric Indicator Contact Point | M2.5 Thds, Carbide Tipped, Button Contact with 1.00" Spherical Radius, Ø.750" Dia X .218" Long | 11.2 | 95
337 | Metric Indicator Contact Point | M2.5 Thds, Carbide Tipped, Flat Contact, Ø.500" Dia X .187" Long | 5.9 | 55
338 | Metric Indicator Contact Point | M2.5 Thds, Carbide Tipped, Flat End Chisel Contact, Ø.160" Dia. Barrel X .005" Wide Flat Tip - 25° Included Angle, Ø.187" Dia X .600" Long | 2 | 65.25
339 | Metric Indicator Contact Point | M2.5 Thds, Carbide Tipped, Button Contact with 1.500" Spherical Radius, Ø1.00" Dia X .218" Long | 16.3 | 150
340 | AGD Indicator Contact Point | 4-48 Thds, Carbide Tipped, Flat Flanged Disk Contact, Ø.375" Dia Disk with 45° Back Angle, Ø.187" Body Dia X .250" Long | 2 | 36
341 | AGD Indicator Contact Point | 4-48 Thds, Carbide Tipped, Flat Flanged Disk Contact, Ø.375" Dia Disk with 45° Back Angle, Ø.187" Body Dia X .375" Long | 2.6 | 36
342 | AGD Indicator Contact Point | 4-48 Thds, Carbide Tipped, Flat Flanged Disk Contact, Ø.375" Dia Disk with 45° Back Angle, Ø.187" Body Dia X .500" Long | 3 | 36
343-E375 | AGD Indicator Contact Adaptor | Steel Adaptor, 4-48 Male Threads to M2.5 Female Threads, Ø.187" Dia X .375" Long | 1.1 | 7
344-E375 | Metric Indicator Contact Adaptor | Steel Adaptor, M2.5 Male Threads to 4-48 Female Threads, Ø.187" Dia X .375" Long | 1 | 7
345 | Metric Indicator Contact Point | M2.5 Thds, Carbide Tipped, Flat Flanged Disk Contact, Ø.375" Dia Disk with 45° Back Angle, Ø.187" Body Dia X .250" Long | 2.1 | 36
346 | Metric Indicator Contact Point | M2.5 Thds, Carbide Tipped, Flat Flanged Disk Contact, Ø.375" Dia Disk with 45° Back Angle, Ø.187" Body Dia X .375" Long | 2.5 | 36
347 | Metric Indicator Contact Point | M2.5 Thds, Carbide Tipped, Flat Flanged Disk Contact, Ø.375" Dia Disk with 45° Back Angle, Ø.187" Body Dia X .500" Long | 2.9 | 36
348-E250 | AGD Indicator Contact Adaptor | Steel Adaptor, 4-48 Male Threads to M1.7 Female Threads, Ø.187" Dia X .250" Long | 0.7 | 12.25
349-E250 | AGD Indicator Contact Adaptor | Steel Adaptor, 4-48 Male Threads to M1.4 Female Threads, Ø.187" Dia X .250" Long | 0.7 | 12.25
350 | AGD Indicator Contact Point | 4-48 Thds, Carbide Tipped, Flat End Blade Contact, .315" Long, .078" X .024" Blade X .100" E.W.L. | 1 | 56.25
351 | AGD Indicator Contact Point | 4-48 Thds, Carbide Tipped, Flat Contact, Ø.062" Dia X .250" Long | 0.7 | 22.25
352 | AGD Indicator Contact Point | 4-48 Thds, Carbide Tipped, Flat Contact, Ø.125" Dia X .250" Long | 0.8 | 22.25
353 | AGD Indicator Contact Point | 4-48 Thds, Carbide Tipped, Flat Contact, Ø.187" Dia X .125" Long | 0.7 | 22.25
353D | AGD Indicator Contact Point | Plastic Tipped, Non Marring, Contact Point; 4-48 Thds, Delrin Tipped Cap, Flat Contact, Ø.187" Dia X .125" Long | 1e-05 | 26.5
353R | AGD Indicator Contact Point | 4-48 Thds, Ruby Tipped Insert, Flat Contact with 25° Lead Chamfer, Ø.125" Gauging Dia; Ø.187" Body Dia X .125" Long | 0.5 | 45
354 | AGD Indicator Contact Point | 4-48 Thds, Carbide Tipped, Flat Contact, Ø.187" Dia X .250" Long | 1.1 | 22.25
354R | AGD Indicator Contact Point | 4-48 Thds, Ruby Tipped Insert, Flat Contact with 25° Lead Chamfer, Ø.125" Gauging Dia; Ø.187" Body Dia X .250" Long | 0.9 | 45
355 | AGD Indicator Contact Point | 4-48 Thds, Carbide Tipped, Flat Contact, Ø.187" Dia X .375" Long | 1.1 | 22.25
356 | AGD Indicator Contact Point | 4-48 Thds, Carbide Tipped, Flat Contact, Ø.187" Dia X .500" Long | 1.9 | 22.25
357 | AGD Indicator Contact Point | 4-48 Thds, Carbide Tipped, Flat Contact, Ø.281" Dia X .140" Long | 1.6 | 25.5
358 | AGD Indicator Contact Point | 4-48 Thds, Carbide Tipped, Flat Contact, Ø.375" Dia X .156" Long | 3.2 | 27.75
358D | AGD Indicator Contact Point | Plastic Tipped, Non Marring, Contact Point; 4-48 Thds, Delrin Tipped Cap, Flat Contact, Ø.375" Dia X .156" Long | 1e-05 | 32
359 | AGD Indicator Contact Point | 4-48 Thds, Carbide Tipped, Flat Contact, Ø.187" Dia X .750" Long | 2.9 | 23.5
360 | AGD Indicator Contact Point | 4-48 Thds, Carbide Tipped, Flat Contact, Ø.187" Dia X 1.00" Long | 3.7 | 23.5
360-2000 | AGD Indicator Contact Point | 4-48 Thds, Carbide Tipped, Flat Contact, Ø.187" Dia X 2.00" Long | 7.1 | 31.25
360-3000 | AGD Indicator Contact Point | 4-48 Thds, Carbide Tipped, Flat Contact, Ø.187" Dia X 3.00" Long | 10.7 | 40.5
360-4000 | AGD Indicator Contact Point | 4-48 Thds, Carbide Tipped, Flat Contact, Ø.187" Dia X 4.00" Long | 14.2 | 50
361 | AGD Indicator Contact Point | 4-48 Thds, Carbide Tipped, Flat Contact, Ø.250" Dia X .250" Long | 2 | 24.25
361R | AGD Indicator Contact Point | 4-48 Thds, Ruby Tipped Insert, Flat Contact with 25° Lead Chamfer, Ø.177" Gauging Dia; Ø.250" Body Dia X .250" Long | 1.4 | 50
362 | Metric Indicator Contact Point | M2.5 Thds, Carbide Tipped, Button Contact with .375" Spherical Radius, Ø.312" Dia X .156" Long | 1.9 | 32.25
363 | AGD Indicator Contact Point | 4-48 Thds, Carbide Tipped, Flat End Needle Contact, .400" Long with Ø.018" Dia Stem X .120" E.W.L. | 1.1 | 34.5
364 | AGD Indicator Contact Point | 4-48 Thds, Carbide Tipped, Flat End Needle Contact, .400" Long with Ø1.0mm Dia Stem X .120" E.W.L. | 1 | 34.5
365 | AGD Indicator Contact Point | 4-48 Thds, Carbide Tipped, Flat Contact, Ø.625" Dia X .187" Long | 8.6 | 70
366 | AGD Indicator Contact Point | 4-48 Thds, Carbide Tipped, Flat Contact, Ø.750" Dia X .218" Long | 15.3 | 85
367 | AGD Indicator Contact Point | 4-48 Thds, Carbide Tipped, Flat Contact, Ø1.00" Dia X .218" Long | 25.5 | 105
368-E250 | Metric Indicator Contact Adaptor | Steel Adaptor, M2.5 Male Threads to M1.7 Female Threads, Ø.187" Dia X .250" Long | 0.7 | 12.25
369-E250 | Metric Indicator Contact Adaptor | Steel Adaptor, M2.5 Male Threads to M1.4 Female Threads, Ø.187" Dia X .250" Long | 0.7 | 12.25
370 | Metric Indicator Contact Point | M2.5 Thds, Carbide Tipped, Flat End Blade Contact, .315" Long, .078" X .024" Blade X .100" E.W.L. | 0.9 | 56.25
371 | Metric Indicator Contact Point | M2.5 Thds, Carbide Tipped, Flat Contact, Ø.062" Dia X .250" Long | 0.7 | 22.25
372 | Metric Indicator Contact Point | M2.5 Thds, Carbide Tipped, Flat Contact, Ø.125" Dia X .250" Long | 0.8 | 22.25
373 | Metric Indicator Contact Point | M2.5 Thds, Carbide Tipped, Flat Contact, Ø.187" Dia X .125" Long | 0.7 | 22.25
373D | Metric Indicator Contact Point | Plastic Tipped, Non Marring, Contact Point; M2.5 Thds, Delrin Tipped Cap, Flat Contact, Ø.187" Dia X .125" Long | 1e-05 | 26.5
373R | Metric Indicator Contact Point | M2.5 Thds, Ruby Tipped Insert, Flat Contact with 25° Lead Chamfer, Ø.125" Gauging Dia; Ø.187" Body Dia X .125" Long | 0.5 | 45
374 | Metric Indicator Contact Point | M2.5 Thds, Carbide Tipped, Flat Contact, Ø.187" Dia X .250" Long | 1.1 | 22.25
374R | Metric Indicator Contact Point | M2.5 Thds, Ruby Tipped Insert, Flat Contact with 25° Lead Chamfer, Ø.125" Gauging Dia; Ø.187" Body Dia X .250" Long | 0.9 | 45
375 | Metric Indicator Contact Point | M2.5 Thds, Carbide Tipped, Flat Contact, Ø.187" Dia X .375" Long | 1.5 | 22.25
376 | Metric Indicator Contact Point | M2.5 Thds, Carbide Tipped, Flat Contact, Ø.187" Dia X .500" Long | 1.9 | 22.25
377 | Metric Indicator Contact Point | M2.5 Thds, Carbide Tipped, Flat Contact, Ø.281" Dia X .140" Long | 1.6 | 25.5
378 | Metric Indicator Contact Point | M2.5 Thds, Carbide Tipped, Flat Contact, Ø.375" Dia X .156" Long | 3.1 | 27.75
378D | Metric Indicator Contact Point | Plastic Tipped, Non Marring, Contact Point; M2.5 Thds, Delrin Tipped Cap, Flat Contact, Ø.375" Dia X .156" Long | 1e-05 | 32
379 | Metric Indicator Contact Point | M2.5 Thds, Carbide Tipped, Flat Contact, Ø.187" Dia X .750" Long | 2.8 | 23.5
380 | Metric Indicator Contact Point | M2.5 Thds, Carbide Tipped, Flat Contact, Ø.187" Dia X 1.00" Long | 3.7 | 23.5
380-2000 | Metric Indicator Contact Point | M2.5 Thds, Carbide Tipped, Flat Contact, Ø.187" Dia X 2.00" Long | 7.1 | 31.25
380-3000 | Metric Indicator Contact Point | M2.5 Thds, Carbide Tipped, Flat Contact, Ø.187" Dia X 3.00" Long | 10.7 | 40.5
380-4000 | Metric Indicator Contact Point | M2.5 Thds, Carbide Tipped, Flat Contact, Ø.187" Dia X 4.00" Long | 14.2 | 50
381 | Metric Indicator Contact Point | M2.5 Thds, Carbide Tipped, Flat Contact, Ø.250" Dia X .250" Long | 2 | 24.25
381R | Metric Indicator Contact Point | M2.5 Thds, Ruby Tipped Insert, Flat Contact with 25° Lead Chamfer, Ø.177" Gauging Dia; Ø.250" Body Dia X .250" Long | 1.3 | 50
382 | CMM Replacement Cylinder Stylus | M2 Thds, 21.0mm Range Length, Parallel Hemispherical Tipped Carbide Cylinder Stylus; Ø2.0mm Cylinder Diameter X 7.2mm Long | 0.8 | 49.75
382R | CMM Replacement Cylinder Stylus | M2 Thds, 21.0mm Range Length, Parallel Hemispherical Tipped Ruby Cylinder Stylus; Ø2.0mm Cylinder Diameter X 7.2mm Long | 0.6 | 86.75
383 | Metric Indicator Contact Point | M2.5 Thds, Carbide Tipped, Flat End Needle Contact, .400" Long with Ø.018" Dia Stem X .120" E.W.L. | 1 | 34.5
384 | Metric Indicator Contact Point | M2.5 Thds, Carbide Tipped, Flat End Needle Contact, .400" Long with Ø1.0mm Dia Stem X .120" E.W.L. | 1 | 34.5
385 | CMM Replacement Stylus | M2 Thds, 18.4mm Range Length, Ø2.0mm Ruby Ball on Ø1.4mm Steel Stem X 13.4mm E.W.L., Extended Threads, Common Center Stylus for Carbide Probes Part Numbers 386 & 387 (Star Styli); and is Compatible with Part Numbers 278 & 819, (Adjustable Stylus Centers), and 830 & 860 Series Star Styli | 0.5 | 25.25
386 | CMM Replacement Star Stylus | M2 Thds, 5 Way Adjustable Star Stylus, 20.0mm Working Diameter with Ø2.0mm Ruby Styli | 2.3 | 130
386P | CMM Replacement Stylus | M2 Thds, 7.0mm Range Length, Ø2.0mm Ruby Ball on Ø1.4mm Steel Stem X 3.95 E.W.L.; Replacement Stylus for Carbide Probes Part Number 386 (Star Stylus) | 0.3 | 21.5
387 | CMM Replacement Star Stylus | M2 Thds, 5 Way Adjustable Star Stylus, 30.0mm Working Diameter with Ø2.0mm Ruby Styli | 2.9 | 130
387P | CMM Replacement Stylus | M2 Thds, 12.0mm Range Length, Ø2.0mm Ruby Ball on Ø1.4mm Steel Stem X 7.0 E.W.L.; Replacement Stylus for Carbide Probes Part Number 387 (Star Stylus) | 0.4 | 22.75
388 | CMM Replacement Pointer Stylus | Pointer/Thread Form Stylus; M2 Thds, 10.0mm Range Length, Carbide Tip with 23° Included Conical Angle, 0.1mm Spherical Radius Point | 0.4 | 35
389 | CMM Replacement Stylus Tool | Stylus Tool For Mounting M2 Threaded Styli in Touch Probes | 0.9 | 9.25
390 | CMM Replacement Touch Probe Wrench | TP2-6W Spanner Wrench. For Mounting CMM Styli in TP2-6W Touch Probe | 2 | 13.5
392 | CMM Replacement Stylus Adaptor | Steel Adaptor - M4 Male Threads to Ø4.5mm I.D. Holder with Side Mounted Set Screw X 10.0mm Long | 4.8 | 16
393 | CMM Replacement Stylus Adaptor | Steel Adaptor - M4 Male Threads to M3 Female Threads X 9.0mm Long | 1.3 | 14
394 | CMM Replacement Star Stylus Center | M3 Thds, 5 Way Stationary Star Stylus Center, 10.0mm Span X 10.0mm Long | 2.9 | 69
395 | Metric Indicator Contact Point | M2.5 Thds, Carbide Tipped, Flat Contact, Ø.625" Dia X .187" Long | 8.8 | 70
396 | Metric Indicator Contact Point | M2.5 Thds, Carbide Tipped, Flat Contact, Ø.750" Dia X .218" Long | 15.5 | 85
397 | CMM Replacement Stylus Tool | Stylus Tool for Mounting M3 & M4 Threaded Styli to Touch Probes | 1.3 | 9.25
398 | Metric Indicator Contact Point | M2.5 Thds, Carbide Tipped, Flat Contact, Ø1.00" Dia X .218" Long | 25.3 | 105
399 | CMM Replacement Stylus Adaptor | Steel Adaptor - M4 Male Threads to M2 Female Threads X 5.0mm Long | 1.5 | 14
400-.5 | AGD Indicator Contact Point | 4-48 Thds, Ø.5mm Carbide Ball, Ø.187" Body Dia X .250" Long | 0.5 | 43.25
400-.6 | AGD Indicator Contact Point | 4-48 Thds, Ø.6mm Carbide Ball, Ø.187" Body Dia X .250" Long | 0.5 | 43.25
400-.7 | AGD Indicator Contact Point | 4-48 Thds, Ø.7mm Carbide Ball, Ø.187" Body Dia X .250" Long | 0.6 | 43.25
400-.8 | AGD Indicator Contact Point | 4-48 Thds, Ø.8mm Carbide Ball, Ø.187" Body Dia X .250" Long | 0.6 | 43.25
400-.9 | AGD Indicator Contact Point | 4-48 Thds, Ø.9mm Carbide Ball, Ø.187" Body Dia X .250" Long | 0.7 | 43.25
400-005 | AGD Indicator Contact Point | 4-48 Thds, Ø.005" ±0.0005" Carbide Ball, Ø.187" Body Dia X .250" Long | 0.6 | 48.5
400-010 | AGD Indicator Contact Point | 4-48 Thds, Ø.010" ±0.0005" Carbide Ball, Ø.187" Body Dia X .250" Long | 0.6 | 44.5
400-015 | AGD Indicator Contact Point | 4-48 Thds, Ø.015" ±0.0005" Carbide Ball, Ø.187" Body Dia X .250" Long | 0.7 | 38.75
400-015R | AGD Indicator Contact Point | 4-48 Thds, Ø.0156" Ruby Ball, Ø.187" Body Dia X .250" Long | 0.7 | 73.5
400-020 | AGD Indicator Contact Point | 4-48 Thds, Ø.0200" Carbide Ball, Ø.187" Body Dia X .250" Long | 0.6 | 43.25
400-025 | AGD Indicator Contact Point | 4-48 Thds, Ø.0250" Carbide Ball, Ø.187" Body Dia X .250" Long | 0.6 | 43.25
400-030 | AGD Indicator Contact Point | 4-48 Thds, Ø.0300" Carbide Ball, Ø.187" Body Dia X .250" Long | 0.6 | 43.25
400-035 | AGD Indicator Contact Point | 4-48 Thds, Ø.0350" Carbide Ball, Ø.187" Body Dia X .250" Long | 0.7 | 43.25
400-040 | AGD Indicator Contact Point | 4-48 Thds, Ø.0400" Carbide Ball, Ø.187" Body Dia X .250" Long | 0.6 | 43.25
400-045 | AGD Indicator Contact Point | 4-48 Thds, Ø.0450" Carbide Ball, Ø.187" Body Dia X .250" Long | 0.7 | 43.25
400-050 | AGD Indicator Contact Point | 4-48 Thds, Ø.0500" Carbide Ball, Ø.187" Body Dia X .250" Long | 0.6 | 43.25
400-060 | AGD Indicator Contact Point | 4-48 Thds, Ø.0600" Carbide Ball, Ø.187" Body Dia X .250" Long | 0.7 | 43.25
400-070 | AGD Indicator Contact Point | 4-48 Thds, Ø.0700" Carbide Ball, Ø.187" Body Dia X .250" Long | 0.7 | 43.25
400-0781 | AGD Indicator Contact Point | 4-48 Thds, Ø.078125" Carbide Ball, Ø.187" Body Dia X .250" Long | 0.7 | 23.5
400-080 | AGD Indicator Contact Point | 4-48 Thds, Ø.0800" Carbide Ball, Ø.187" Body Dia X .250" Long | 0.7 | 43.25
400-090 | AGD Indicator Contact Point | 4-48 Thds, Ø.0900" Carbide Ball, Ø.187" Body Dia X .250" Long | 0.8 | 43.25
400-1 | AGD Indicator Contact Point | 4-48 Thds, Ø1.0mm Carbide Ball, Ø.187" Body Dia X .250" Long | 0.7 | 23.5
400-1.25 | AGD Indicator Contact Point | 4-48 Thds, Ø1.25mm Carbide Ball, Ø.187" Body Dia X .250" Long | 0.7 | 43.25
400-1.5 | AGD Indicator Contact Point | 4-48 Thds, Ø1.5mm Carbide Ball, Ø.187" Body Dia X .250" Long | 0.7 | 23.5
400-1.5R | AGD Indicator Contact Point | 4-48 Thds, Ø1.5mm Ruby Ball, Ø.187" Body Dia X .250" Long | 0.7 | 32
400-1.75 | AGD Indicator Contact Point | 4-48 Thds, Ø1.75mm Carbide Ball, Ø.187" Body Dia X .250" Long | 0.7 | 43.25
400-1.8 | AGD Indicator Contact Point | 4-48 Thds, Ø1.8mm Carbide Ball, Ø.187" Body Dia X .250" Long | 0.7 | 43.25
400-10 | AGD Indicator Contact Point | 4-48 Thds, Ø10.0mm Carbide Ball, Ø.250" Body Dia X .312" Long | 8.8 | 44
400-10.5 | AGD Indicator Contact Point | 4-48 Thds, Ø10.5mm Carbide Ball, Ø.250" Body Dia X .312" Long | 10 | 53.5
400-100 | AGD Indicator Contact Point | 4-48 Thds, Ø.1000" Carbide Ball, Ø.187" Body Dia X .250" Long | 0.7 | 25.5
400-1094 | AGD Indicator Contact Point | 4-48 Thds, Ø.109375" Carbide Ball, Ø.187" Body Dia X .250" Long | 0.9 | 25.5
400-10R | AGD Indicator Contact Point | 4-48 Thds, Ø10.0mm Ruby Ball, Ø.250" Body Dia X .312" Long | 3.1 | 130
400-11 | AGD Indicator Contact Point | 4-48 Thds, Ø11.0mm Carbide Ball, Ø.250" Body Dia X .343" Long | 11.4 | 50
400-12 | AGD Indicator Contact Point | 4-48 Thds, Ø12.0mm Carbide Ball, Ø.250" Body Dia X .343" Long | 14.4 | 59
400-120 | AGD Indicator Contact Point | 4-48 Thds, Ø.1200" Carbide Ball, Ø.187" Body Dia X .250" Long | 0.9 | 43.25
400-13 | AGD Indicator Contact Point | 4-48 Thds, Ø13.0mm Carbide Ball, Ø.250" Body Dia X .370" Long | 18.1 | 60
400-14 | AGD Indicator Contact Point | 4-48 Thds, Ø14.0mm Carbide Ball, Ø.250" Body Dia X .390" Long | 22.4 | 65
400-1406 | AGD Indicator Contact Point | 4-48 Thds, Ø.140625" Carbide Ball, Ø.187" Body Dia X .250" Long | 1 | 33.25
400-15 | AGD Indicator Contact Point | 4-48 Thds, Ø15.0mm Carbide Ball, Ø.250" Body Dia X .410" Long | 27.2 | 70
400-16 | AGD Indicator Contact Point | 4-48 Thds, Ø16.0mm Carbide Ball, Ø.250" Body Dia X .434" Long | 33 | 75
400-1719 | AGD Indicator Contact Point | 4-48 Thds, Ø.171875" Carbide Ball, Ø.187" Body Dia X .250" Long | 1.3 | 36
400-1R | AGD Indicator Contact Point | 4-48 Thds, Ø1.0mm Ruby Ball, Ø.187" Body Dia X .250" Long | 0.7 | 32
400-2 | AGD Indicator Contact Point | 4-48 Thds, Ø2.0mm Carbide Ball, Ø.187" Body Dia X .250" Long | 0.7 | 23.5
400-2.25 | AGD Indicator Contact Point | 4-48 Thds, Ø2.25mm Carbide Ball, Ø.187" Body Dia X .250" Long | 0.8 | 43.25
400-2.5 | AGD Indicator Contact Point | 4-48 Thds, Ø2.5mm Carbide Ball, Ø.187" Body Dia X .250" Long | 0.8 | 23.5
400-2.5R | AGD Indicator Contact Point | 4-48 Thds, Ø2.5mm Ruby Ball, Ø.187" Body Dia X .250" Long | 0.7 | 32
400-2.75 | AGD Indicator Contact Point | 4-48 Thds, Ø2.75mm Carbide Ball, Ø.187" Body Dia X .250" Long | 1.3 | 43.25
400-20 | AGD Indicator Contact Point | 4-48 Thds, Ø20.0mm Carbide Ball, Ø.312" Body Dia X .505" Long | 63.9 | 110
400-25 | AGD Indicator Contact Point | 4-48 Thds, Ø25.0mm Carbide Ball, Ø.312" Body Dia X .610" Long | 118.4 | 140
400-2R | AGD Indicator Contact Point | 4-48 Thds, Ø2.0mm Ruby Ball, Ø.187" Body Dia X .250" Long | 0.7 | 32
400-3 | AGD Indicator Contact Point | 4-48 Thds, Ø3.0mm Carbide Ball, Ø.187" Body Dia X .250" Long | 0.9 | 23.5
400-3.25 | AGD Indicator Contact Point | 4-48 Thds, Ø3.25mm Carbide Ball, Ø.187" Body Dia X .250" Long | 0.9 | 43.25
400-3.5 | AGD Indicator Contact Point | 4-48 Thds, Ø3.5mm Carbide Ball, Ø.187" Body Dia X .250" Long | 1 | 24.25
400-3.5R | AGD Indicator Contact Point | 4-48 Thds, Ø3.5mm Ruby Ball, Ø.187" Body Dia X .250" Long | 0.8 | 32
400-3.75 | AGD Indicator Contact Point | 4-48 Thds, Ø3.75mm Carbide Ball, Ø.187" Body Dia X .250" Long | 1.1 | 43.25
400-3R | AGD Indicator Contact Point | 4-48 Thds, Ø3.0mm Ruby Ball, Ø.187" Body Dia X .250" Long | 0.8 | 32
400-4 | AGD Indicator Contact Point | 4-48 Thds, Ø4.0mm Carbide Ball, Ø.187" Body Dia X .250" Long | 1.2 | 24.25
400-4.25 | AGD Indicator Contact Point | 4-48 Thds, Ø4.25mm Carbide Ball, Ø.187" Body Dia X .250" Long | 1.3 | 43.25
400-4.5 | AGD Indicator Contact Point | 4-48 Thds, Ø4.5mm Carbide Ball, Ø.187" Body Dia X .250" Long | 1.4 | 43.25
400-4.75 | AGD Indicator Contact Point | 4-48 Thds, Ø4.75mm Carbide Ball, Ø.187" Body Dia X .250" Long | 1.5 | 43.25
400-4R | AGD Indicator Contact Point | 4-48 Thds, Ø4.0mm Ruby Ball, Ø.187" Body Dia X .250" Long | 0.9 | 32
400-5 | AGD Indicator Contact Point | 4-48 Thds, Ø5.0mm Carbide Ball, Ø.187" Body Dia X .250" Long | 1.7 | 24.25
400-5.5 | AGD Indicator Contact Point | 4-48 Thds, Ø5.5mm Carbide Ball, Ø.218" Body Dia X .250" Long | 2.2 | 46
400-5R | AGD Indicator Contact Point | 4-48 Thds, Ø5.0mm Ruby Ball, Ø.187" Body Dia X .250" Long | 1 | 32
400-6 | AGD Indicator Contact Point | 4-48 Thds, Ø6.0mm Carbide Ball, Ø.218" Body Dia X .250" Long | 2.5 | 25.5
400-6.5 | AGD Indicator Contact Point | 4-48 Thds, Ø6.5mm Carbide Ball, Ø.218" Body Dia X .250" Long | 2.9 | 46
400-625 | AGD Indicator Contact Point | 4-48 Thds, Ø.6250" Carbide Ball, Ø.250" Body Dia X .430" Long | 32.2 | 70
400-6R | AGD Indicator Contact Point | 4-48 Thds, Ø6.0mm Ruby Ball, Ø.218" Body Dia X .250" Long | 1.3 | 47
400-7 | AGD Indicator Contact Point | 4-48 Thds, Ø7.0mm Carbide Ball, Ø.234" Body Dia X .250" Long | 3.5 | 25.5
400-7.5 | AGD Indicator Contact Point | 4-48 Thds, Ø7.5mm Carbide Ball, Ø.234" Body Dia X .250" Long | 2.9 | 46
400-750 | AGD Indicator Contact Point | 4-48 Thds, Ø.7500" Carbide Ball, Ø.312" Body Dia X .485" Long | 55.3 | 100
400-7R | AGD Indicator Contact Point | 4-48 Thds, Ø7.0mm Ruby Ball, Ø.234" Body Dia X .250" Long | 1.6 | 60
400-8 | AGD Indicator Contact Point | 4-48 Thds, Ø8.0mm Carbide Ball, Ø.250" Body Dia X .250" Long | 4.9 | 34.75
400-8.5 | AGD Indicator Contact Point | 4-48 Thds, Ø8.5mm Carbide Ball, Ø.250" Body Dia X .250" Long | 5.5 | 48.5
400-8R | AGD Indicator Contact Point | 4-48 Thds, Ø8.0mm Ruby Ball, Ø.250" Body Dia X .250" Long | 1.9 | 75
400-9 | AGD Indicator Contact Point | 4-48 Thds, Ø9.0mm Carbide Ball, Ø.250" Body Dia X .312" Long | 6.8 | 39.5
400-9.5 | AGD Indicator Contact Point | 4-48 Thds, Ø9.5mm Carbide Ball, Ø.250" Body Dia X .312" Long | 7.7 | 51
400-9R | AGD Indicator Contact Point | 4-48 Thds, Ø9.0mm Ruby Ball, Ø.250" Body Dia X .312" Long | 2.6 | 100
401 | AGD Indicator Contact Point | 4-48 Thds, Ø.03125" Carbide Ball, Ø.187" Body Dia X .250" Long | 0.7 | 23.5
401R | AGD Indicator Contact Point | 4-48 Thds, Ø.03125" Ruby Ball, Ø.187" Body Dia X .250" Long | 0.7 | 32
402 | AGD Indicator Contact Point | 4-48 Thds, Ø.04687" Carbide Ball, Ø.187" Body Dia X .250" Long | 0.7 | 23.5
402R | AGD Indicator Contact Point | 4-48 Thds, Ø.04687" Ruby Ball, Ø.187" Body Dia X .250" Long | 0.7 | 32
403 | AGD Indicator Contact Point | 4-48 Thds, Ø.0625" Carbide Ball, Ø.187" Body Dia X .250" Long | 0.7 | 23.5
403R | AGD Indicator Contact Point | 4-48 Thds, Ø.0625" Ruby Ball, Ø.187" Body Dia X .250" Long | 0.7 | 32
404 | AGD Indicator Contact Point | 4-48 Thds, Ø.09375" Carbide Ball, Ø.187" Body Dia X .250" Long | 0.8 | 23.5
404R | AGD Indicator Contact Point | 4-48 Thds, Ø.09375" Ruby Ball, Ø.187" Body Dia X .250" Long | 0.7 | 32
405 | AGD Indicator Contact Point | 4-48 Thds, Ø.1250" Carbide Ball, Ø.187" Body Dia X .250" Long | 0.9 | 23.5
405R | AGD Indicator Contact Point | 4-48 Thds, Ø.1250" Ruby Ball, Ø.187" Body Dia X .250" Long | 0.8 | 32
406 | AGD Indicator Contact Point | 4-48 Thds, Ø.15625" Carbide Ball, Ø.187" Body Dia X .250" Long | 1.2 | 24.25
406R | AGD Indicator Contact Point | 4-48 Thds, Ø.15625" Ruby Ball, Ø.187" Body Dia X .250" Long | 0.9 | 32
407 | AGD Indicator Contact Point | 4-48 Thds, Ø.1875" Carbide Ball, Ø.187" Body Dia X .250" Long | 1.5 | 24.25
407R | AGD Indicator Contact Point | 4-48 Thds, Ø.1875" Ruby Ball, Ø.187" Body Dia X .250" Long | 0.9 | 32
408 | AGD Indicator Contact Point | 4-48 Thds, Ø.21875" Carbide Ball, Ø.218" Body Dia X .250" Long | 2.2 | 24.25
408R | AGD Indicator Contact Point | 4-48 Thds, Ø.21875" Ruby Ball, Ø.218" Body Dia X .250" Long | 1.2 | 47
409 | AGD Indicator Contact Point | 4-48 Thds, Ø.2500" Carbide Ball, Ø.218" Body Dia X .250" Long | 2.8 | 24.25
409R | AGD Indicator Contact Point | 4-48 Thds, Ø.2500" Ruby Ball, Ø.218" Body Dia X .250" Long | 1.3 | 47
410 | AGD Indicator Contact Point | 4-48 Thds, Ø.28125" Carbide Ball, Ø.234" Body Dia X .250" Long | 3.7 | 34.75
410R | AGD Indicator Contact Point | 4-48 Thds, Ø.28125" Ruby Ball, Ø.234" Body Dia X .250" Long | 1.6 | 60
411 | AGD Indicator Contact Point | 4-48 Thds, Ø.3125" Carbide Ball, Ø.250" Body Dia X .250" Long | 4.8 | 34.75
411R | AGD Indicator Contact Point | 4-48 Thds, Ø.3125" Ruby Ball, Ø.250" Body Dia X .250" Long | 1.9 | 75
412 | AGD Indicator Contact Point | 4-48 Thds, Ø.3750" Carbide Ball, Ø.250" Body Dia X .312" Long | 7.8 | 44
412R | AGD Indicator Contact Point | 4-48 Thds, Ø.3750" Ruby Ball, Ø.250" Body Dia X .312" Long | 0.7 | 130
413 | AGD Indicator Contact Point | 4-48 Thds, Ø.4375" Carbide Ball, Ø.250" Body Dia X .343" Long | 11.7 | 50
414 | AGD Indicator Contact Point | 4-48 Thds, Ø.5000" Carbide Ball, Ø.250" Body Dia X .375" Long | 16.7 | 61.5
415 | Metric Indicator Contact Point | M2.5 Thds, Ø.03125" Carbide Ball, Ø.187" Body Dia X .250" Long | 0.6 | 23.5
415R | Metric Indicator Contact Point | M2.5 Thds, Ø.03125" Ruby Ball, Ø.187" Body Dia X .250" Long | 0.6 | 32
416 | Metric Indicator Contact Point | M2.5 Thds, Ø.04687" Carbide Ball, Ø.187" Body Dia X .250" Long | 0.7 | 23.5
416R | Metric Indicator Contact Point | M2.5 Thds, Ø.04687" Ruby Ball, Ø.187" Body Dia X .250" Long | 0.6 | 32
417 | Metric Indicator Contact Point | M2.5 Thds, Ø.0625" Carbide Ball, Ø.187" Body Dia X .250" Long | 0.7 | 23.5
417R | Metric Indicator Contact Point | M2.5 Thds, Ø.0625" Ruby Ball, Ø.187" Body Dia X .250" Long | 0.7 | 32
418 | Metric Indicator Contact Point | M2.5 Thds, Ø.09375" Carbide Ball, Ø.187" Body Dia X .250" Long | 0.8 | 23.5
418R | Metric Indicator Contact Point | M2.5 Thds, Ø.09375" Ruby Ball, Ø.187" Body Dia X .250" Long | 0.7 | 32
419 | Metric Indicator Contact Point | M2.5 Thds, Ø.1250" Carbide Ball, Ø.187" Body Dia X .250" Long | 0.9 | 23.5
419R | Metric Indicator Contact Point | M2.5 Thds, Ø.1250" Ruby Ball, Ø.187" Body Dia X .250" Long | 0.8 | 32
420 | Metric Indicator Contact Point | M2.5 Thds, Ø.15625" Carbide Ball, Ø.187" Body Dia X .250" Long | 1.2 | 24.25
420R | Metric Indicator Contact Point | M2.5 Thds, Ø.15625" Ruby Ball, Ø.187" Body Dia X .250" Long | 0.8 | 32
421 | Metric Indicator Contact Point | M2.5 Thds, Ø.1875" Carbide Ball, Ø.187" Body Dia X .250" Long | 1.5 | 24.25
421R | Metric Indicator Contact Point | M2.5 Thds, Ø.1875" Ruby Ball, Ø.187" Body Dia X .250" Long | 0.9 | 32
422 | Metric Indicator Contact Point | M2.5 Thds, Ø.21875" Carbide Ball, Ø.218" Body Dia X .250" Long | 2.2 | 24.25
422R | Metric Indicator Contact Point | M2.5 Thds, Ø.21875" Ruby Ball, Ø.218" Body Dia X .250" Long | 1.2 | 47
423 | Metric Indicator Contact Point | M2.5 Thds, Ø.2500" Carbide Ball, Ø.218" Body Dia X .250" Long | 2.8 | 24.25
423R | Metric Indicator Contact Point | M2.5 Thds, Ø.2500" Ruby Ball, Ø.218" Body Dia X .250" Long | 1.3 | 47
424 | Metric Indicator Contact Point | M2.5 Thds, Ø.28125" Carbide Ball, Ø.234" Body Dia X .250" Long | 3.7 | 34.75
424R | Metric Indicator Contact Point | M2.5 Thds, Ø.28125" Ruby Ball, Ø.234" Body Dia X .250" Long | 1.6 | 60
425 | Metric Indicator Contact Point | M2.5 Thds, .3125" Dia Carbide Ball, .250" Body Dia X .250" Long | 4.8 | 34.75
425R | Metric Indicator Contact Point | M2.5 Thds, Ø.3125" Ruby Ball, Ø.250" Body Dia X .250" Long | 1.9 | 75
426 | Metric Indicator Contact Point | M2.5 Thds, Ø.3750" Carbide Ball, Ø.250" Body Dia X .312" Long | 7.7 | 44
426R | Metric Indicator Contact Point | M2.5 Thds, Ø.3750" Ruby Ball, Ø.250" Body Dia X .312" Long | 2.8 | 130
427 | Metric Indicator Contact Point | M2.5 Thds, Ø.4375" Carbide Ball, Ø.250" Body Dia X .343" Long | 11.6 | 50
428 | Metric Indicator Contact Point | M2.5 Thds, Ø.5000" Carbide Ball, Ø.250" Body Dia X .375" Long | 17 | 61.5
429-E250 | AGD Indicator Contact Adaptor | Steel Adaptor, 4-48 Male Threads to M2 Female Threads, Ø.187" Dia X .250" Long | 0.7 | 12.25
430-E250 | Metric Indicator Contact Adaptor | Steel Adaptor, M2.5 Male Threads to M2 Female Threads, Ø.187" Dia X .250" Long | 0.7 | 12.25
431-015 | AGD Indicator Contact Point | 4-48 Thds, Tapered Ball Contact, Ø.015" ±0.0005" Carbide Ball, Ø.187" Body Dia X .500" Long | 0.9 | 38.75
431-015R | AGD Indicator Contact Point | 4-48 Thds, Tapered Ball Contact, Ø.0156" Ruby Ball, Ø.187" Body Dia X .500" Long | 1.3 | 73.5
431-031 | AGD Indicator Contact Point | 4-48 Thds, Tapered Ball Contact, Ø.03125" Carbide Ball, Ø.187" Body Dia X .500" Long | 0.9 | 26.75
431-031R | AGD Indicator Contact Point | 4-48 Thds, Tapered Ball Contact, Ø.03125" Ruby Ball, Ø.187" Body Dia X .500" Long | 0.9 | 33
431-062 | AGD Indicator Contact Point | 4-48 Thds, Tapered Ball Contact, Ø.0625" Carbide Ball, Ø.187" Body Dia X .500" Long | 1 | 26.75
431-062R | AGD Indicator Contact Point | 4-48 Thds, Tapered Ball Contact, Ø.0625" Ruby Ball, Ø.187" Body Dia X .500" Long | 1 | 33
432-015 | AGD Indicator Contact Point | 4-48 Thds, Tapered Ball Contact, Ø.015" ±0.0005" Carbide Ball, Ø.187" Body Dia X .750" Long | 1.2 | 38.75
432-015R | AGD Indicator Contact Point | 4-48 Thds, Tapered Ball Contact, Ø.0156" Ruby Ball, Ø.187" Body Dia X .750" Long | 1.2 | 73.5
432-031 | AGD Indicator Contact Point | 4-48 Thds, Tapered Ball Contact, Ø.03125" Carbide Ball, Ø.187" Body Dia X .750" Long | 1.2 | 26.75
432-031R | AGD Indicator Contact Point | 4-48 Thds, Tapered Ball Contact, Ø.03125" Ruby Ball, Ø.187" Body Dia X .750" Long | 1.2 | 34
432-062 | AGD Indicator Contact Point | 4-48 Thds, Tapered Ball Contact, Ø.0625" Carbide Ball, Ø.187" Body Dia X .750" Long | 1.3 | 26.75
432-062R | AGD Indicator Contact Point | 4-48 Thds, Tapered Ball Contact, Ø.0625" Ruby Ball, Ø.187" Body Dia X .750" Long | 1.3 | 34
433-015 | AGD Indicator Contact Point | 4-48 Thds, Tapered Ball Contact, Ø.015" ±0.0005" Carbide Ball, Ø.187" Body Dia X 1.00" Long | 1.4 | 40.25
433-015R | AGD Indicator Contact Point | 4-48 Thds, Tapered Ball Contact, Ø.0156" Ruby Ball, Ø.187" Body Dia X 1.00" Long | 1.4 | 73.5
433-031 | AGD Indicator Contact Point | 4-48 Thds, Tapered Ball Contact, Ø.03125" Carbide Ball, Ø.187" Body Dia X 1.00" Long | 1.4 | 27.75
433-031R | AGD Indicator Contact Point | 4-48 Thds, Tapered Ball Contact, Ø.03125" Ruby Ball, Ø.187" Body Dia X 1.00" Long | 1.4 | 34
433-062 | AGD Indicator Contact Point | 4-48 Thds, Tapered Ball Contact, Ø.0625" Carbide Ball, Ø.187" Body Dia X 1.00" Long | 1.6 | 27.75
433-062R | AGD Indicator Contact Point | 4-48 Thds, Tapered Ball Contact, Ø.0625" Ruby Ball, Ø.187" Body Dia X 1.00" Long | 1.6 | 34
434-015 | AGD Indicator Contact Point | 4-48 Thds, Tapered Ball Contact, Ø.015" ±0.0005" Carbide Ball, Ø.187" Body Dia X 625" Long | 1 | 38.75
434-015R | AGD Indicator Contact Point | 4-48 Thds, Tapered Ball Contact, Ø.0156" Ruby Ball, Ø.187" Body Dia X .625" Long | 1 | 73.5
434-031 | AGD Indicator Contact Point | 4-48 Thds, Tapered Ball Contact, Ø.03125" Carbide Ball, Ø.187" Body Dia X .625" Long | 1 | 26.75
434-031R | AGD Indicator Contact Point | 4-48 Thds, Tapered Ball Contact, Ø.03125" Ruby Ball, Ø.187" Body Dia X .625" Long | 1 | 34
434-062 | AGD Indicator Contact Point | 4-48 Thds, Tapered Ball Contact, Ø.0625" Carbide Ball, Ø.187" Body Dia X .625" Long | 1.1 | 26.75
434-062R | AGD Indicator Contact Point | 4-48 Thds, Tapered Ball Contact, Ø.0625" Ruby Ball, Ø.187" Body Dia X .625" Long | 1.1 | 34
435 | AGD Indicator Contact Point | 4-48 Thds, Narrow Tapered Ball Contact, Ø.0156" Carbide Ball, Ø.187" Body Dia X .750" Long | 0.7 | 44.25
436-015 | Metric Indicator Contact Point | M2.5 Thds, Tapered Ball Contact, Ø.015" ±0.0005" Carbide Ball, Ø.187" Body Dia X .500" Long | 0.9 | 38.75
436-015R | Metric Indicator Contact Point | M2.5 Thds, Tapered Ball Contact, Ø.0156" Ruby Ball, Ø.187" Body Dia X .500" Long | 0.9 | 73.5
436-031 | Metric Indicator Contact Point | M2.5 Thds, Tapered Ball Contact, Ø.03125" Carbide Ball, Ø.187" Body Dia X .500" Long | 0.9 | 26.75
436-031R | Metric Indicator Contact Point | M2.5 Thds, Tapered Ball Contact, Ø.03125" Ruby Ball, Ø.187" Body Dia X .500" Long | 0.9 | 33
436-062 | Metric Indicator Contact Point | M2.5 Thds, Tapered Ball Contact, Ø.0625" Carbide Ball, Ø.187" Body Dia X .500" Long | 1 | 26.75
436-062R | Metric Indicator Contact Point | M2.5 Thds, Tapered Ball Contact, Ø.0625" Ruby Ball, Ø.187" Body Dia X .500" Long | 0.9 | 33
437-015 | Metric Indicator Contact Point | M2.5 Thds, Tapered Ball Contact, Ø.015" ±0.0005" Carbide Ball, Ø.187" Body Dia X .750" Long | 1.1 | 38.75
437-015R | Metric Indicator Contact Point | M2.5 Thds, Tapered Ball Contact, Ø.0156" Ruby Ball, Ø.187" Body Dia X .750" Long | 1.1 | 73.5
437-031 | Metric Indicator Contact Point | M2.5 Thds, Tapered Ball Contact, Ø.03125" Carbide Ball, Ø.187" Body Dia X .750" Long | 1.2 | 26.75
437-031R | Metric Indicator Contact Point | M2.5 Thds, Tapered Ball Contact, Ø.03125" Ruby Ball, Ø.187" Body Dia X .750" Long | 1.1 | 34
437-062 | Metric Indicator Contact Point | M2.5 Thds, Tapered Ball Contact, Ø.0625" Carbide Ball, Ø.187" Body Dia X .750" Long | 1.3 | 26.75
437-062R | Metric Indicator Contact Point | M2.5 Thds, Tapered Ball Contact, Ø.0625" Ruby Ball, Ø.187" Body Dia X .750" Long | 1.2 | 34
438-015 | Metric Indicator Contact Point | M2.5 Thds, Tapered Ball Contact, Ø.015" ±0.0005" Carbide Ball, Ø.187" Body Dia X 1.00" Long | 1.4 | 40.25
438-015R | Metric Indicator Contact Point | M2.5 Thds, Tapered Ball Contact, Ø.0156" Ruby Ball, Ø.187" Body Dia X 1.00" Long | 1.4 | 73.5
438-031 | Metric Indicator Contact Point | M2.5 Thds, Tapered Ball Contact, Ø.03125" Carbide Ball, Ø.187" Body Dia X 1.00" Long | 1.4 | 27.75
438-031R | Metric Indicator Contact Point | M2.5 Thds, Tapered Ball Contact, Ø.03125" Ruby Ball, Ø.187" Body Dia X 1.00" Long | 1.4 | 34
438-062 | Metric Indicator Contact Point | M2.5 Thds, Tapered Ball Contact, Ø.0625" Carbide Ball, Ø.187" Body Dia X 1.00" Long | 1.6 | 27.75
438-062R | Metric Indicator Contact Point | M2.5 Thds, Tapered Ball Contact, Ø.0625" Ruby Ball, Ø.187" Body Dia X 1.00" Long | 1.5 | 34
439-015 | Metric Indicator Contact Point | M2.5 Thds, Tapered Ball Contact, Ø.015" ±0.0005" Carbide Ball, Ø.187" Body Dia X .625" Long | 1 | 38.75
439-015R | Metric Indicator Contact Point | M2.5 Thds, Tapered Ball Contact, Ø.0156" Ruby Ball, Ø.187" Body Dia X .625" Long | 1 | 73.5
439-031 | Metric Indicator Contact Point | M2.5 Thds, Tapered Ball Contact, Ø.03125" Carbide Ball, Ø.187" Body Dia X .625" Long | 1 | 26.75
439-031R | Metric Indicator Contact Point | M2.5 Thds, Tapered Ball Contact, Ø.03125" Ruby Ball, Ø.187" Body Dia X .625" Long | 1 | 34
439-062 | Metric Indicator Contact Point | M2.5 Thds, Tapered Ball Contact, Ø.0625" Carbide Ball, Ø.187" Body Dia X .625" Long | 1.1 | 26.75
439-062R | Metric Indicator Contact Point | M2.5 Thds, Tapered Ball Contact, Ø.0625" Ruby Ball, Ø.187" Body Dia X .625" Long | 0.9 | 34
441 | AGD Indicator Contact Point | 4-48 Thds, Ø1.0000" Carbide Ball, Ø.312" Body Dia X .615" Long | 124.1 | 150
442-020 | AGD Indicator Contact Point | 4-48 Thds, Narrow Tapered Ball Contact (Tapered Stem is Smaller than Ball), Ø.0200" Carbide Ball, Ø4.0mm Body Dia X .500" Long | 1e-05 | 45
442-025 | AGD Indicator Contact Point | 4-48 Thds, Narrow Tapered Ball Contact (Tapered Stem is Smaller than Ball), Ø.0250" Carbide Ball, Ø4.0mm Body Dia X .500" Long | 1e-05 | 45
442-031 | AGD Indicator Contact Point | 4-48 Thds, Narrow Tapered Ball Contact (Tapered Stem is Smaller than Ball), Ø.03125" Carbide Ball, Ø4.0mm Body Dia X .500" Long | 1e-05 | 32
442-031R | AGD Indicator Contact Point | 4-48 Thds, Narrow Tapered Ball Contact (Tapered Stem is Smaller than Ball), Ø.03125" Ruby Ball, Ø4.0mm Body Dia X .500" Long | 1e-05 | 37
442-046 | AGD Indicator Contact Point | 4-48 Thds, Narrow Tapered Ball Contact (Tapered Stem is Smaller than Ball), Ø.046875" Carbide Ball, Ø4.0mm Body Dia X .500" Long | 1e-05 | 30
442-046R | AGD Indicator Contact Point | 4-48 Thds, Narrow Tapered Ball Contact (Tapered Stem is Smaller than Ball), Ø.046875" Ruby Ball, Ø4.0mm Body Dia X .500" Long | 1e-05 | 35
442-062 | AGD Indicator Contact Point | 4-48 Thds, Narrow Tapered Ball Contact (Tapered Stem is Smaller than Ball), Ø.0625" Carbide Ball, Ø4.0mm Body Dia X .500" Long | 1e-05 | 28
442-062R | AGD Indicator Contact Point | 4-48 Thds, Narrow Tapered Ball Contact (Tapered Stem is Smaller than Ball), Ø.0625" Ruby Ball, Ø4.0mm Body Dia X .500" Long | 1e-05 | 33
442-078 | AGD Indicator Contact Point | 4-48 Thds, Narrow Tapered Ball Contact (Tapered Stem is Smaller than Ball), Ø.078125" Carbide Ball, Ø4.0mm Body Dia X .500" Long | 1e-05 | 28
442-093 | AGD Indicator Contact Point | 4-48 Thds, Narrow Tapered Ball Contact (Tapered Stem is Smaller than Ball), Ø.09375" Carbide Ball, Ø4.0mm Body Dia X .500" Long | 1e-05 | 28
442-093R | AGD Indicator Contact Point | 4-48 Thds, Narrow Tapered Ball Contact (Tapered Stem is Smaller than Ball), Ø.09375" Ruby Ball, Ø4.0mm Body Dia X .500" Long | 1e-05 | 33
442-1 | AGD Indicator Contact Point | 4-48 Thds, Narrow Tapered Ball Contact (Tapered Stem is Smaller than Ball), Ø1.0mm Carbide Ball, Ø4.0mm Body Dia X .500" Long | 1e-05 | 32
442-1.5 | AGD Indicator Contact Point | 4-48 Thds, Narrow Tapered Ball Contact (Tapered Stem is Smaller than Ball), Ø1.5mm Carbide Ball, Ø4.0mm Body Dia X .500" Long | 1e-05 | 30
442-1.5R | AGD Indicator Contact Point | 4-48 Thds, Narrow Tapered Ball Contact (Tapered Stem is Smaller than Ball), Ø1.5mm Ruby Ball, Ø4.0mm Body Dia X .500" Long | 1e-05 | 35
442-125 | AGD Indicator Contact Point | 4-48 Thds, Narrow Tapered Ball Contact (Tapered Stem is Smaller than Ball), Ø.1250" Carbide Ball, Ø4.0mm Body Dia X .500" Long | 1e-05 | 28
442-125R | AGD Indicator Contact Point | 4-48 Thds, Narrow Tapered Ball Contact (Tapered Stem is Smaller than Ball), Ø.1250" Ruby Ball, Ø4.0mm Body Dia X .500" Long | 1e-05 | 33
442-156 | AGD Indicator Contact Point | 4-48 Thds, Straight Stem Ball Contact, Ø.15625" Carbide Ball on Ø.135" Dia Stem, Ø4.0mm Body Dia X .500" Long | 1e-05 | 28
442-156R | AGD Indicator Contact Point | 4-48 Thds, Straight Stem Ball Contact, Ø.15625" Ruby Ball on Ø.135" Dia Stem, Ø4.0mm Body Dia X .500" Long | 1e-05 | 33
442-1R | AGD Indicator Contact Point | 4-48 Thds, Narrow Tapered Ball Contact (Tapered Stem is Smaller than Ball), Ø1.0mm Ruby Ball, Ø4.0mm Body Dia X .500" Long | 1e-05 | 37
442-2 | AGD Indicator Contact Point | 4-48 Thds, Narrow Tapered Ball Contact (Tapered Stem is Smaller than Ball), Ø2.0mm Carbide Ball, Ø4.0mm Body Dia X .500" Long | 1e-05 | 28
442-2.5 | AGD Indicator Contact Point | 4-48 Thds, Narrow Tapered Ball Contact (Tapered Stem is Smaller than Ball), Ø2.5mm Carbide Ball, Ø4.0mm Body Dia X .500" Long | 1e-05 | 28
442-2.5R | AGD Indicator Contact Point | 4-48 Thds, Narrow Tapered Ball Contact (Tapered Stem is Smaller than Ball), Ø2.5mm Ruby Ball, Ø4.0mm Body Dia X .500" Long | 1e-05 | 33
442-2R | AGD Indicator Contact Point | 4-48 Thds, Narrow Tapered Ball Contact (Tapered Stem is Smaller than Ball), Ø2.0mm Ruby Ball, Ø4.0mm Body Dia X .500" Long | 1e-05 | 33
442-3 | AGD Indicator Contact Point | 4-48 Thds, Narrow Tapered Ball Contact (Tapered Stem is Smaller than Ball), Ø3.0mm Carbide Ball, Ø4.0mm Body Dia X .500" Long | 1e-05 | 28
442-3.5 | AGD Indicator Contact Point | 4-48 Thds, Narrow Tapered Ball Contact (Tapered Stem is Smaller than Ball), Ø3.5mm Carbide Ball, Ø4.0mm Body Dia X .500" Long | 1e-05 | 28
442-3.5R | AGD Indicator Contact Point | 4-48 Thds, Narrow Tapered Ball Contact (Tapered Stem is Smaller than Ball), Ø3.5mm Ruby Ball, Ø4.0mm Body Dia X .500" Long | 1e-05 | 33
442-3R | AGD Indicator Contact Point | 4-48 Thds, Narrow Tapered Ball Contact (Tapered Stem is Smaller than Ball), Ø3.0mm Ruby Ball, Ø4.0mm Body Dia X .500" Long | 1e-05 | 33
442-4 | AGD Indicator Contact Point | 4-48 Thds, Straight Stem Ball Contact, Ø4.0mm Carbide Ball on Ø.135" Dia Stem, Ø4.0mm Body Dia X .500" Long | 1e-05 | 28
442-4R | AGD Indicator Contact Point | 4-48 Thds, Straight Stem Ball Contact, Ø4.0mm Ruby Ball on Ø.135" Dia Stem, Ø4.0mm Body Dia X .500" Long | 1e-05 | 33
443-031 | AGD Indicator Contact Point | 4-48 Thds, Narrow Tapered Ball Contact (Tapered Stem is Smaller than Ball), Ø.03125" Carbide Ball, Ø4.0mm Body Dia X 1.00" Long | 1e-05 | 33
443-031R | AGD Indicator Contact Point | 4-48 Thds, Narrow Tapered Ball Contact (Tapered Stem is Smaller than Ball), Ø.03125" Ruby Ball, Ø4.0mm Body Dia X 1.00" Long | 1e-05 | 38
443-046 | AGD Indicator Contact Point | 4-48 Thds, Narrow Tapered Ball Contact (Tapered Stem is Smaller than Ball), Ø.046875" Carbide Ball, Ø4.0mm Body Dia X 1.00" Long | 1e-05 | 31
443-046R | AGD Indicator Contact Point | 4-48 Thds, Narrow Tapered Ball Contact (Tapered Stem is Smaller than Ball), Ø.046875" Ruby Ball, Ø4.0mm Body Dia X 1.00" Long | 1e-05 | 36
443-062 | AGD Indicator Contact Point | 4-48 Thds, Narrow Tapered Ball Contact (Tapered Stem is Smaller than Ball), Ø.0625" Carbide Ball, Ø4.0mm Body Dia X 1.00" Long | 1e-05 | 29
443-062R | AGD Indicator Contact Point | 4-48 Thds, Narrow Tapered Ball Contact (Tapered Stem is Smaller than Ball), Ø.0625" Ruby Ball, Ø4.0mm Body Dia X 1.00" Long | 1e-05 | 34
443-078 | AGD Indicator Contact Point | 4-48 Thds, Narrow Tapered Ball Contact (Tapered Stem is Smaller than Ball), Ø.078125" Carbide Ball, Ø4.0mm Body Dia X 1.00" Long | 1e-05 | 29
443-093 | AGD Indicator Contact Point | 4-48 Thds, Narrow Tapered Ball Contact (Tapered Stem is Smaller than Ball), Ø.09375" Carbide Ball, Ø4.0mm Body Dia X 1.00" Long | 1e-05 | 29
443-093R | AGD Indicator Contact Point | 4-48 Thds, Narrow Tapered Ball Contact (Tapered Stem is Smaller than Ball), Ø.09375" Ruby Ball, Ø4.0mm Body Dia X 1.00" Long | 1e-05 | 34
443-1 | AGD Indicator Contact Point | 4-48 Thds, Narrow Tapered Ball Contact (Tapered Stem is Smaller than Ball), Ø1.0mm Carbide Ball, Ø4.0mm Body Dia X 1.00" Long | 1e-05 | 33
443-1.5 | AGD Indicator Contact Point | 4-48 Thds, Narrow Tapered Ball Contact (Tapered Stem is Smaller than Ball), Ø1.5mm Carbide Ball, Ø4.0mm Body Dia X 1.00" Long | 1e-05 | 31
443-1.5R | AGD Indicator Contact Point | 4-48 Thds, Narrow Tapered Ball Contact (Tapered Stem is Smaller than Ball), Ø1.5mm Ruby Ball, Ø4.0mm Body Dia X 1.00" Long | 1e-05 | 36
443-125 | AGD Indicator Contact Point | 4-48 Thds, Narrow Tapered Ball Contact (Tapered Stem is Smaller than Ball), Ø.1250" Carbide Ball, Ø4.0mm Body Dia X 1.00" Long | 1e-05 | 29
443-125R | AGD Indicator Contact Point | 4-48 Thds, Narrow Tapered Ball Contact (Tapered Stem is Smaller than Ball), Ø.1250" Ruby Ball, Ø4.0mm Body Dia X 1.00" Long | 1e-05 | 34
443-156 | AGD Indicator Contact Point | 4-48 Thds, Straight Stem Ball Contact, Ø.15625" Carbide Ball on Ø.135" Dia Stem, Ø4.0mm Body Dia X 1.00" Long | 1e-05 | 29
443-156R | AGD Indicator Contact Point | 4-48 Thds, Straight Stem Ball Contact, Ø.15625" Ruby Ball on Ø.135" Dia Stem, Ø4.0mm Body Dia X 1.00" Long | 1e-05 | 34
443-187 | AGD Indicator Contact Point | 4-48 Thds, Straight Stem Ball Contact, Ø.1875" Carbide Ball on Ø.135" Dia Stem, Ø4.0mm Body Dia X 1.00" Long | 1e-05 | 29
443-187R | AGD Indicator Contact Point | 4-48 Thds, Straight Stem Ball Contact, Ø.1875" Ruby Ball on Ø.135" Dia Stem, Ø4.0mm Body Dia X 1.00" Long | 1e-05 | 34
443-1R | AGD Indicator Contact Point | 4-48 Thds, Narrow Tapered Ball Contact (Tapered Stem is Smaller than Ball), Ø1.0mm Ruby Ball, Ø4.0mm Body Dia X 1.00" Long | 1e-05 | 38
443-2 | AGD Indicator Contact Point | 4-48 Thds, Narrow Tapered Ball Contact (Tapered Stem is Smaller than Ball), Ø2.0mm Carbide Ball, Ø4.0mm Body Dia X 1.00" Long | 1e-05 | 29
443-2.5 | AGD Indicator Contact Point | 4-48 Thds, Narrow Tapered Ball Contact (Tapered Stem is Smaller than Ball), Ø2.5mm Carbide Ball, Ø4.0mm Body Dia X 1.00" Long | 1e-05 | 29
443-2.5R | AGD Indicator Contact Point | 4-48 Thds, Narrow Tapered Ball Contact (Tapered Stem is Smaller than Ball), Ø2.5mm Ruby Ball, Ø4.0mm Body Dia X 1.00" Long | 1e-05 | 34
443-218 | AGD Indicator Contact Point | 4-48 Thds, Straight Stem Ball Contact, Ø.21875" Carbide Ball on Ø.135" Dia Stem, Ø4.0mm Body Dia X 1.00" Long | 1e-05 | 29
443-218R | AGD Indicator Contact Point | 4-48 Thds, Straight Stem Ball Contact, Ø.21875" Ruby Ball on Ø.135" Dia Stem, Ø4.0mm Body Dia X 1.00" Long | 1e-05 | 48
443-250 | AGD Indicator Contact Point | 4-48 Thds, Straight Stem Ball Contact, Ø.2500" Carbide Ball on Ø.135" Dia Stem, Ø4.0mm Body Dia X 1.00" Long | 1e-05 | 31
443-250R | AGD Indicator Contact Point | 4-48 Thds, Straight Stem Ball Contact, Ø.2500" Ruby Ball on Ø.135" Dia Stem, Ø4.0mm Body Dia X 1.00" Long | 1e-05 | 48
443-2R | AGD Indicator Contact Point | 4-48 Thds, Narrow Tapered Ball Contact (Tapered Stem is Smaller than Ball), Ø2.0mm Ruby Ball, Ø4.0mm Body Dia X 1.00" Long | 1e-05 | 34
443-3 | AGD Indicator Contact Point | 4-48 Thds, Narrow Tapered Ball Contact (Tapered Stem is Smaller than Ball), Ø3.0mm Carbide Ball, Ø4.0mm Body Dia X 1.00" Long | 1e-05 | 29
443-3.5 | AGD Indicator Contact Point | 4-48 Thds, Narrow Tapered Ball Contact (Tapered Stem is Smaller than Ball), Ø3.5mm Carbide Ball, Ø4.0mm Body Dia X 1.00" Long | 1e-05 | 29
443-3.5R | AGD Indicator Contact Point | 4-48 Thds, Narrow Tapered Ball Contact (Tapered Stem is Smaller than Ball), Ø3.5mm Ruby Ball, Ø4.0mm Body Dia X 1.00" Long | 1e-05 | 34
443-3R | AGD Indicator Contact Point | 4-48 Thds, Narrow Tapered Ball Contact (Tapered Stem is Smaller than Ball), Ø3.0mm Ruby Ball, Ø4.0mm Body Dia X 1.00" Long | 1e-05 | 34
443-4 | AGD Indicator Contact Point | 4-48 Thds, Straight Stem Ball Contact, Ø4.0mm Carbide Ball on Ø.135" Dia Stem, Ø4.0mm Body Dia X 1.00" Long | 1e-05 | 29
443-4.5 | AGD Indicator Contact Point | 4-48 Thds, Straight Stem Ball Contact, Ø4.5mm Carbide Ball on Ø.135" Dia Stem, Ø4.0mm Body Dia X 1.00" Long | 1e-05 | 44
443-4R | AGD Indicator Contact Point | 4-48 Thds, Straight Stem Ball Contact, Ø4.0mm Ruby Ball on Ø.135" Dia Stem, Ø4.0mm Body Dia X 1.00" Long | 1e-05 | 34
443-5 | AGD Indicator Contact Point | 4-48 Thds, Straight Stem Ball Contact, Ø5.0mm Carbide Ball on Ø.135" Dia Stem, Ø4.0mm Body Dia X 1.00" Long | 1e-05 | 29
443-5R | AGD Indicator Contact Point | 4-48 Thds, Straight Stem Ball Contact, Ø5.0mm Ruby Ball on Ø.135" Dia Stem, Ø4.0mm Body Dia X 1.00" Long | 1e-05 | 34
443-6 | AGD Indicator Contact Point | 4-48 Thds, Straight Stem Ball Contact, Ø6.0mm Carbide Ball on Ø.135" Dia Stem, Ø4.0mm Body Dia X 1.00" Long | 1e-05 | 31
443-6R | AGD Indicator Contact Point | 4-48 Thds, Straight Stem Ball Contact, Ø6.0mm Ruby Ball on Ø.135" Dia Stem, Ø4.0mm Body Dia X 1.00" Long | 1e-05 | 48
444-015 | Metric Indicator Contact Point | M2.5 Thds, Tapered Ball Contact, Ø.015" ±0.0005" Carbide Ball, Ø.187" Body Dia X 1.500" Long | 1.9 | 44.25
444-015R | Metric Indicator Contact Point | M2.5 Thds, Tapered Ball Contact, Ø.0156" Ruby Ball, Ø.187" Body Dia X 1.500" Long | 1.9 | 73.5
444-031 | Metric Indicator Contact Point | M2.5 Thds, Tapered Ball Contact, Ø.03125" Carbide Ball, Ø.187" Body Dia X 1.500" Long | 1.9 | 32.75
444-031R | Metric Indicator Contact Point | M2.5 Thds, Tapered Ball Contact, Ø.03125" Ruby Ball, Ø.187" Body Dia X 1.500" Long | 1.9 | 36
444-062 | Metric Indicator Contact Point | M2.5 Thds, Tapered Ball Contact, Ø.0625" Carbide Ball, Ø.187" Body Dia X 1.500" Long | 2.2 | 32.75
444-062R | Metric Indicator Contact Point | M2.5 Thds, Tapered Ball Contact, Ø.0625" Ruby Ball, Ø.187" Body Dia X 1.500" Long | 2.2 | 36
445 | Metric Indicator Contact Point | M2.5 Thds, Narrow Tapered Ball Contact, Ø.0156" Carbide Ball, Ø.187" Body Dia X .750" Long | 0.7 | 44.25
449-015 | AGD Indicator Contact Point | 4-48 Thds, Tapered Ball Contact, Ø.015" ±0.0005" Carbide Ball, Ø.187" Body Dia X 1.500" Long | 1.9 | 44.25
449-015R | AGD Indicator Contact Point | 4-48 Thds, Tapered Ball Contact, Ø.0156" Ruby Ball, Ø.187" Body Dia X 1.500" Long | 1.9 | 73.5
449-031 | AGD Indicator Contact Point | 4-48 Thds, Tapered Ball Contact, Ø.03125" Carbide Ball, Ø.187" Body Dia X 1.500" Long | 1.9 | 32.75
449-031R | AGD Indicator Contact Point | 4-48 Thds, Tapered Ball Contact, Ø.03125" Ruby Ball, Ø.187" Body Dia X 1.500" Long | 1.9 | 36
449-062 | AGD Indicator Contact Point | 4-48 Thds, Tapered Ball Contact, Ø.0625" Carbide Ball, Ø.187" Body Dia X 1.500" Long | 2.2 | 32.75
449-062R | AGD Indicator Contact Point | 4-48 Thds, Tapered Ball Contact, Ø.0625" Ruby Ball, Ø.187" Body Dia X 1.500" Long | 2.2 | 36
450-.5 | Metric Indicator Contact Point | M2.5 Thds, Ø.5mm Carbide Ball, Ø.187" Body Dia X .250" Long | 0.9 | 43.25
450-.6 | Metric Indicator Contact Point | M2.5 Thds, Ø.6mm Carbide Ball, Ø.187" Body Dia X .250" Long | 0.5 | 43.25
450-.7 | Metric Indicator Contact Point | M2.5 Thds, Ø.7mm Carbide Ball, Ø.187" Body Dia X .250" Long | 0.6 | 43.25
450-.8 | Metric Indicator Contact Point | M2.5 Thds, Ø.8mm Carbide Ball, Ø.187" Body Dia X .250" Long | 0.7 | 43.25
450-.9 | Metric Indicator Contact Point | M2.5 Thds, Ø.9mm Carbide Ball, Ø.187" Body Dia X .250" Long | 0.6 | 43.25
450-005 | Metric Indicator Contact Point | M2.5 Thds, Ø.005" ±0.0005" Carbide Ball, Ø.187" Body Dia X .250" Long | 0.6 | 48.5
450-010 | Metric Indicator Contact Point | M2.5 Thds, Ø.010" ±0.0005" Carbide Ball, Ø.187" Body Dia X .250" Long | 0.6 | 44.5
450-015 | Metric Indicator Contact Point | M2.5 Thds, Ø.015" ±0.0005" Carbide Ball, Ø.187" Body Dia X .250" Long | 0.6 | 38.75
450-015R | Metric Indicator Contact Point | M2.5 Thds, Ø.0156" Ruby Ball, Ø.187" Body Dia X .250" Long | 0.6 | 73.5
450-020 | Metric Indicator Contact Point | M2.5 Thds, Ø.0200" Carbide Ball, Ø.187" Body Dia X .250" Long | 0.6 | 43.25
450-025 | Metric Indicator Contact Point | M2.5 Thds, Ø.0250" Carbide Ball, Ø.187" Body Dia X .250" Long | 0.5 | 43.25
450-030 | Metric Indicator Contact Point | M2.5 Thds, Ø.0300" Carbide Ball, Ø.187" Body Dia X .250" Long | 0.6 | 43.25
450-035 | Metric Indicator Contact Point | M2.5 Thds, Ø.0350" Carbide Ball, Ø.187" Body Dia X .250" Long | 0.6 | 43.25
450-040 | Metric Indicator Contact Point | M2.5 Thds, Ø.0400" Carbide Ball, Ø.187" Body Dia X .250" Long | 0.7 | 43.25
450-045 | Metric Indicator Contact Point | M2.5 Thds, Ø.0450" Carbide Ball, Ø.187" Body Dia X .250" Long | 0.7 | 43.25
450-050 | Metric Indicator Contact Point | M2.5 Thds, Ø.0500" Carbide Ball, Ø.187" Body Dia X .250" Long | 0.6 | 43.25
450-060 | Metric Indicator Contact Point | M2.5 Thds, Ø.0600" Carbide Ball, Ø.187" Body Dia X .250" Long | 0.7 | 43.25
450-070 | Metric Indicator Contact Point | M2.5 Thds, Ø.0700" Carbide Ball, Ø.187" Body Dia X .250" Long | 0.7 | 43.25
450-0781 | Metric Indicator Contact Point | M2.5 Thds, Ø.078125" Carbide Ball, Ø.187" Body Dia X .250" Long | 0.7 | 23.5
450-080 | Metric Indicator Contact Point | M2.5 Thds, Ø.0800" Carbide Ball, Ø.187" Body Dia X .250" Long | 0.6 | 43.25
450-090 | Metric Indicator Contact Point | M2.5 Thds, Ø.0900" Carbide Ball, Ø.187" Body Dia X .250" Long | 0.7 | 43.25
450-1 | Metric Indicator Contact Point | M2.5 Thds, Ø1.0mm Carbide Ball, Ø.187" Body Dia X .250" Long | 0.6 | 23.5
450-1.25 | Metric Indicator Contact Point | M2.5 Thds, Ø1.25mm Carbide Ball, Ø.187" Body Dia X .250" Long | 0.7 | 43.25
450-1.5 | Metric Indicator Contact Point | M2.5 Thds, Ø1.5mm Carbide Ball, Ø.187" Body Dia X .250" Long | 0.7 | 23.5
450-1.5R | Metric Indicator Contact Point | M2.5 Thds, Ø1.5mm Ruby Ball, Ø.187" Body Dia X .250" Long | 0.6 | 32
450-1.75 | Metric Indicator Contact Point | M2.5 Thds, Ø1.75mm Carbide Ball, Ø.187" Body Dia X .250" Long | 0.7 | 43.25
450-1.8 | Metric Indicator Contact Point | M2.5 Thds, Ø1.8mm Carbide Ball, Ø.187" Body Dia X .250" Long | 1.7 | 43.25
450-10 | Metric Indicator Contact Point | M2.5 Thds, Ø10.0mm Carbide Ball, Ø.250" Body Dia X .312" Long | 8.8 | 44
450-10.5 | Metric Indicator Contact Point | M2.5 Thds, Ø10.5mm Carbide Ball, Ø.250" Body Dia X .312" Long | 0.6 | 53.5
450-100 | Metric Indicator Contact Point | M2.5 Thds, Ø.1000" Carbide Ball, Ø.187" Body Dia X .250" Long | 0.8 | 25.5
450-1094 | Metric Indicator Contact Point | M2.5 Thds, Ø.109375" Carbide Ball, Ø.187" Body Dia X .250" Long | 0.8 | 25.5
450-10R | Metric Indicator Contact Point | M2.5 Thds, Ø10.0mm Ruby Ball, Ø.250" Body Dia X .312" Long | 3 | 130
450-11 | Metric Indicator Contact Point | M2.5 Thds, Ø11.0mm Carbide Ball, Ø.250" Body Dia X .343" Long | 11.3 | 50
450-12 | Metric Indicator Contact Point | M2.5 Thds, Ø12.0mm Carbide Ball, Ø.250" Body Dia X .343" Long | 14.4 | 59
450-120 | Metric Indicator Contact Point | M2.5 Thds, Ø.1200" Carbide Ball, Ø.187" Body Dia X .250" Long | 0.8 | 43.25
450-13 | Metric Indicator Contact Point | M2.5 Thds, Ø13.0mm Carbide Ball, Ø.250" Body Dia X .370" Long | 3 | 60
450-14 | Metric Indicator Contact Point | M2.5 Thds, Ø14.0mm Carbide Ball, Ø.250" Body Dia X .390" Long | 22.3 | 65
450-1406 | Metric Indicator Contact Point | M2.5 Thds, Ø.140625" Carbide Ball, Ø.187" Body Dia X .250" Long | 1 | 33.25
450-15 | Metric Indicator Contact Point | M2.5 Thds, Ø15.0mm Carbide Ball, Ø.250" Body Dia X .410" Long | 27.1 | 70
450-16 | Metric Indicator Contact Point | M2.5 Thds, Ø16.0mm Carbide Ball, Ø.250" Body Dia X .434" Long | 33.1 | 75
450-1719 | Metric Indicator Contact Point | M2.5 Thds, Ø.171875" Carbide Ball, Ø.187" Body Dia X .250" Long | 1.3 | 36
450-1R | Metric Indicator Contact Point | M2.5 Thds, Ø1.0mm Ruby Ball, Ø.187" Body Dia X .250" Long | 0.7 | 32
450-2 | Metric Indicator Contact Point | M2.5 Thds, Ø2.0mm Carbide Ball, Ø.187" Body Dia X .250" Long | 0.7 | 23.5
450-2.25 | Metric Indicator Contact Point | M2.5 Thds, Ø2.25mm Carbide Ball, Ø.187" Body Dia X .250" Long | 0.7 | 43.25
450-2.5 | Metric Indicator Contact Point | M2.5 Thds, Ø2.5mm Carbide Ball, Ø.187" Body Dia X .250" Long | 0.8 | 23.5
450-2.5R | Metric Indicator Contact Point | M2.5 Thds, Ø2.5mm Ruby Ball, Ø.187" Body Dia X .250" Long | 0.7 | 32
450-2.75 | Metric Indicator Contact Point | M2.5 Thds, Ø2.75mm Carbide Ball, Ø.187" Body Dia X .250" Long | 0.8 | 43.25
450-20 | Metric Indicator Contact Point | M2.5 Thds, Ø20.0mm Carbide Ball, Ø.312" Body Dia X .505" Long | 63.9 | 110
450-25 | Metric Indicator Contact Point | M2.5 Thds, Ø25.0mm Carbide Ball, Ø.312" Body Dia X .610" Long | 118.4 | 140
450-2R | Metric Indicator Contact Point | M2.5 Thds, Ø2.0mm Ruby Ball, Ø.187" Body Dia X .250" Long | 0.7 | 32
450-3 | Metric Indicator Contact Point | M2.5 Thds, Ø3.0mm Carbide Ball, Ø.187" Body Dia X .250" Long | 0.9 | 23.5
450-3.25 | Metric Indicator Contact Point | M2.5 Thds, Ø3.25mm Carbide Ball, Ø.187" Body Dia X .250" Long | 0.9 | 43.25
450-3.5 | Metric Indicator Contact Point | M2.5 Thds, Ø3.5mm Carbide Ball, Ø.187" Body Dia X .250" Long | 1 | 24.25
450-3.5R | Metric Indicator Contact Point | M2.5 Thds, Ø3.5mm Ruby Ball, Ø.187" Body Dia X .250" Long | 0.8 | 32
450-3.75 | Metric Indicator Contact Point | M2.5 Thds, Ø3.75mm Carbide Ball, Ø.187" Body Dia X .250" Long | 1.1 | 43.25
450-3R | Metric Indicator Contact Point | M2.5 Thds, Ø3.0mm Ruby Ball, Ø.187" Body Dia X .250" Long | 0.7 | 32
450-4 | Metric Indicator Contact Point | M2.5 Thds, Ø4.0mm Carbide Ball, Ø.187" Body Dia X .250" Long | 1.2 | 24.25
450-4.25 | Metric Indicator Contact Point | M2.5 Thds, Ø4.25mm Carbide Ball, Ø.187" Body Dia X .250" Long | 1.2 | 43.25
450-4.5 | Metric Indicator Contact Point | M2.5 Thds, Ø4.5mm Carbide Ball, Ø.187" Body Dia X .250" Long | 1.4 | 43.25
450-4.75 | Metric Indicator Contact Point | M2.5 Thds, Ø4.75mm Carbide Ball, Ø.187" Body Dia X .250" Long | 1.45 | 43.25
450-4R | Metric Indicator Contact Point | M2.5 Thds, Ø4.0mm Ruby Ball, Ø.187" Body Dia X .250" Long | 0.8 | 32
450-5 | Metric Indicator Contact Point | M2.5 Thds, Ø5.0mm Carbide Ball, Ø.187" Body Dia X .250" Long | 1.6 | 24.25
450-5.5 | Metric Indicator Contact Point | M2.5 Thds, Ø5.5mm Carbide Ball, Ø.218" Body Dia X .250" Long | 2.1 | 46
450-5R | Metric Indicator Contact Point | M2.5 Thds, Ø5.0mm Ruby Ball, Ø.187" Body Dia X .250" Long | 0.9 | 32
450-6 | Metric Indicator Contact Point | M2.5 Thds, Ø6.0mm Carbide Ball, Ø.218" Body Dia X .250" Long | 2.5 | 25.5
450-6.5 | Metric Indicator Contact Point | M2.5 Thds, Ø6.5mm Carbide Ball, Ø.218" Body Dia X .250" Long | 2.9 | 46
450-625 | Metric Indicator Contact Point | M2.5 Thds, Ø.6250" Carbide Ball, Ø.250" Body Dia X .430" Long | 2.9 | 70
450-6R | Metric Indicator Contact Point | M2.5 Thds, Ø6.0mm Ruby Ball, Ø.218" Body Dia X .250" Long | 1.3 | 47
450-7 | Metric Indicator Contact Point | M2.5 Thds, Ø7.0mm Carbide Ball, Ø.234" Body Dia X .250" Long | 3.5 | 25.5
450-7.5 | Metric Indicator Contact Point | M2.5 Thds, Ø7.5mm Carbide Ball, Ø.234" Body Dia X .250" Long | 4.1 | 46
450-750 | Metric Indicator Contact Point | M2.5 Thds, Ø.7500" Carbide Ball, Ø.312" Body Dia X .485" Long | 53 | 100
450-7R | Metric Indicator Contact Point | M2.5 Thds, Ø7.0mm Ruby Ball, Ø.234" Body Dia X .250" Long | 1.6 | 60
450-8 | Metric Indicator Contact Point | M2.5 Thds, Ø8.0mm Carbide Ball, Ø.250" Body Dia X .250" Long | 4.8 | 34.75
450-8.5 | Metric Indicator Contact Point | M2.5 Thds, Ø8.5mm Carbide Ball, Ø.250" Body Dia X .250" Long | 5.5 | 48.5
450-8R | Metric Indicator Contact Point | M2.5 Thds, Ø8.0mm Ruby Ball, Ø.250" Body Dia X .250" Long | 1.9 | 75
450-9 | Metric Indicator Contact Point | M2.5 Thds, Ø9.0mm Carbide Ball, Ø.250" Body Dia X .312" Long | 6.8 | 39.5
450-9.5 | Metric Indicator Contact Point | M2.5 Thds, Ø9.5mm Carbide Ball, Ø.250" Body Dia X .312" Long | 7.7 | 51
450-9R | Metric Indicator Contact Point | M2.5 Thds, Ø9.0mm Ruby Ball, Ø.250" Body Dia X .312" Long | 2.6 | 100
451 | Metric Indicator Contact Point | M2.5 Thds, Ø1.0000" Carbide Ball, Ø.312" Body Dia X .615" Long | 124.1 | 150
452-020 | Metric Indicator Contact Point | M2.5 Thds, Narrow Tapered Ball Contact (Tapered Stem is Smaller than Ball), Ø.0200" Carbide Ball, Ø4.0mm Body Dia X .500" Long | 1e-05 | 45
452-025 | Metric Indicator Contact Point | M2.5 Thds, Narrow Tapered Ball Contact (Tapered Stem is Smaller than Ball), Ø.0250" Carbide Ball, Ø4.0mm Body Dia X .500" Long | 1e-05 | 45
452-031 | Metric Indicator Contact Point | M2.5 Thds, Narrow Tapered Ball Contact (Tapered Stem is Smaller than Ball), Ø.03125" Carbide Ball, Ø4.0mm Body Dia X .500" Long | 1e-05 | 32
452-031R | Metric Indicator Contact Point | M2.5 Thds, Narrow Tapered Ball Contact (Tapered Stem is Smaller than Ball), Ø.03125" Ruby Ball, Ø4.0mm Body Dia X .500" Long | 1e-05 | 37
452-046 | Metric Indicator Contact Point | M2.5 Thds, Narrow Tapered Ball Contact (Tapered Stem is Smaller than Ball), Ø.046875" Carbide Ball, Ø4.0mm Body Dia X .500" Long | 1e-05 | 30
452-046R | Metric Indicator Contact Point | M2.5 Thds, Narrow Tapered Ball Contact (Tapered Stem is Smaller than Ball), Ø.046875" Ruby Ball, Ø4.0mm Body Dia X .500" Long | 1e-05 | 35
452-062 | Metric Indicator Contact Point | M2.5 Thds, Narrow Tapered Ball Contact (Tapered Stem is Smaller than Ball), Ø.0625" Carbide Ball, Ø4.0mm Body Dia X .500" Long | 1e-05 | 28
452-062R | Metric Indicator Contact Point | M2.5 Thds, Narrow Tapered Ball Contact (Tapered Stem is Smaller than Ball), Ø.0625" Ruby Ball, Ø4.0mm Body Dia X .500" Long | 1e-05 | 33
452-078 | Metric Indicator Contact Point | M2.5 Thds, Narrow Tapered Ball Contact (Tapered Stem is Smaller than Ball), Ø.078125" Carbide Ball, Ø4.0mm Body Dia X .500" Long | 1e-05 | 28
452-093 | Metric Indicator Contact Point | M2.5 Thds, Narrow Tapered Ball Contact (Tapered Stem is Smaller than Ball), Ø.09375" Carbide Ball, Ø4.0mm Body Dia X .500" Long | 1e-05 | 28
452-093R | Metric Indicator Contact Point | M2.5 Thds, Narrow Tapered Ball Contact (Tapered Stem is Smaller than Ball), Ø.09375" Ruby Ball, Ø4.0mm Body Dia X .500" Long | 1e-05 | 33
452-1 | Metric Indicator Contact Point | M2.5 Thds, Narrow Tapered Ball Contact (Tapered Stem is Smaller than Ball), Ø1.0mm Carbide Ball, Ø4.0mm Body Dia X .500" Long | 1e-05 | 32
452-1.5 | Metric Indicator Contact Point | M2.5 Thds, Narrow Tapered Ball Contact (Tapered Stem is Smaller than Ball), Ø1.5mm Carbide Ball, Ø4.0mm Body Dia X .500" Long | 1e-05 | 30
452-1.5R | Metric Indicator Contact Point | M2.5 Thds, Narrow Tapered Ball Contact (Tapered Stem is Smaller than Ball), Ø1.5mm Ruby Ball, Ø4.0mm Body Dia X .500" Long | 1e-05 | 35
452-125 | Metric Indicator Contact Point | M2.5 Thds, Narrow Tapered Ball Contact (Tapered Stem is Smaller than Ball), Ø.1250" Carbide Ball, Ø4.0mm Body Dia X .500" Long | 1e-05 | 28
452-125R | Metric Indicator Contact Point | M2.5 Thds, Narrow Tapered Ball Contact (Tapered Stem is Smaller than Ball), Ø.1250" Ruby Ball, Ø4.0mm Body Dia X .500" Long | 1e-05 | 33
452-156 | Metric Indicator Contact Point | M2.5 Thds, Straight Stem Ball Contact, Ø.15625" Carbide Ball on Ø.135" Dia Stem, Ø4.0mm Body Dia X .500" Long | 1e-05 | 28
452-156R | Metric Indicator Contact Point | M2.5 Thds, Straight Stem Ball Contact, Ø.15625" Ruby Ball on Ø.135" Dia Stem, Ø4.0mm Body Dia X .500" Long | 1e-05 | 33
452-1R | Metric Indicator Contact Point | M2.5 Thds, Narrow Tapered Ball Contact (Tapered Stem is Smaller than Ball), Ø1.0mm Ruby Ball, Ø4.0mm Body Dia X .500" Long | 1e-05 | 37
452-2 | Metric Indicator Contact Point | M2.5 Thds, Narrow Tapered Ball Contact (Tapered Stem is Smaller than Ball), Ø2.0mm Carbide Ball, Ø4.0mm Body Dia X .500" Long | 1e-05 | 28
452-2.5 | Metric Indicator Contact Point | M2.5 Thds, Narrow Tapered Ball Contact (Tapered Stem is Smaller than Ball), Ø2.5mm Carbide Ball, Ø4.0mm Body Dia X .500" Long | 1e-05 | 28
452-2.5R | Metric Indicator Contact Point | M2.5 Thds, Narrow Tapered Ball Contact (Tapered Stem is Smaller than Ball), Ø2.5mm Ruby Ball, Ø4.0mm Body Dia X .500" Long | 1e-05 | 33
452-2R | Metric Indicator Contact Point | M2.5 Thds, Narrow Tapered Ball Contact (Tapered Stem is Smaller than Ball), Ø2.0mm Ruby Ball, Ø4.0mm Body Dia X .500" Long | 1e-05 | 33
452-3 | Metric Indicator Contact Point | M2.5 Thds, Narrow Tapered Ball Contact (Tapered Stem is Smaller than Ball), Ø3.0mm Carbide Ball, Ø4.0mm Body Dia X .500" Long | 1e-05 | 28
452-3.5 | Metric Indicator Contact Point | M2.5 Thds, Narrow Tapered Ball Contact (Tapered Stem is Smaller than Ball), Ø3.5mm Carbide Ball, Ø4.0mm Body Dia X .500" Long | 1e-05 | 28
452-3.5R | Metric Indicator Contact Point | M2.5 Thds, Narrow Tapered Ball Contact (Tapered Stem is Smaller than Ball), Ø3.5mm Ruby Ball, Ø4.0mm Body Dia X .500" Long | 1e-05 | 33
452-3R | Metric Indicator Contact Point | M2.5 Thds, Narrow Tapered Ball Contact (Tapered Stem is Smaller than Ball), Ø3.0mm Ruby Ball, Ø4.0mm Body Dia X .500" Long | 1e-05 | 33
452-4 | Metric Indicator Contact Point | M2.5 Thds, Straight Stem Ball Contact, Ø4.0mm Carbide Ball on Ø.135" Dia Stem, Ø4.0mm Body Dia X .500" Long | 1e-05 | 28
452-4R | Metric Indicator Contact Point | M2.5 Thds, Straight Stem Ball Contact, Ø4.0mm Ruby Ball on Ø.135" Dia Stem, Ø4.0mm Body Dia X .500" Long | 1e-05 | 33
453-031 | Metric Indicator Contact Point | M2.5 Thds, Narrow Tapered Ball Contact (Tapered Stem is Smaller than Ball), Ø.03125" Carbide Ball, Ø4.0mm Body Dia X 1.00" Long | 1e-05 | 33
453-031R | Metric Indicator Contact Point | M2.5 Thds, Narrow Tapered Ball Contact (Tapered Stem is Smaller than Ball), Ø.03125" Ruby Ball, Ø4.0mm Body Dia X 1.00" Long | 1e-05 | 38
453-046 | Metric Indicator Contact Point | M2.5 Thds, Narrow Tapered Ball Contact (Tapered Stem is Smaller than Ball), Ø.046875" Carbide Ball, Ø4.0mm Body Dia X 1.00" Long | 1e-05 | 31
453-046R | Metric Indicator Contact Point | M2.5 Thds, Narrow Tapered Ball Contact (Tapered Stem is Smaller than Ball), Ø.046875" Ruby Ball, Ø4.0mm Body Dia X 1.00" Long | 1e-05 | 36
453-062 | Metric Indicator Contact Point | M2.5 Thds, Narrow Tapered Ball Contact (Tapered Stem is Smaller than Ball), Ø.0625" Carbide Ball, Ø4.0mm Body Dia X 1.00" Long | 1e-05 | 29
453-062R | Metric Indicator Contact Point | M2.5 Thds, Narrow Tapered Ball Contact (Tapered Stem is Smaller than Ball), Ø.0625" Ruby Ball, Ø4.0mm Body Dia X 1.00" Long | 1e-05 | 34
453-078 | Metric Indicator Contact Point | M2.5 Thds, Narrow Tapered Ball Contact (Tapered Stem is Smaller than Ball), Ø.078125" Carbide Ball, Ø4.0mm Body Dia X 1.00" Long | 1e-05 | 29
453-093 | Metric Indicator Contact Point | M2.5 Thds, Narrow Tapered Ball Contact (Tapered Stem is Smaller than Ball), Ø.09375" Carbide Ball, Ø4.0mm Body Dia X 1.00" Long | 1e-05 | 29
453-093R | Metric Indicator Contact Point | M2.5 Thds, Narrow Tapered Ball Contact (Tapered Stem is Smaller than Ball), Ø.09375" Ruby Ball, Ø4.0mm Body Dia X 1.00" Long | 1e-05 | 34
453-1 | Metric Indicator Contact Point | M2.5 Thds, Narrow Tapered Ball Contact (Tapered Stem is Smaller than Ball), Ø1.0mm Carbide Ball, Ø4.0mm Body Dia X 1.00" Long | 1e-05 | 33
453-1.5 | Metric Indicator Contact Point | M2.5 Thds, Narrow Tapered Ball Contact (Tapered Stem is Smaller than Ball), Ø1.5mm Carbide Ball, Ø4.0mm Body Dia X 1.00" Long | 1e-05 | 31
453-1.5R | Metric Indicator Contact Point | M2.5 Thds, Narrow Tapered Ball Contact (Tapered Stem is Smaller than Ball), Ø1.5mm Ruby Ball, Ø4.0mm Body Dia X 1.00" Long | 1e-05 | 36
453-125 | Metric Indicator Contact Point | M2.5 Thds, Narrow Tapered Ball Contact (Tapered Stem is Smaller than Ball), Ø.1250" Carbide Ball, Ø4.0mm Body Dia X 1.00" Long | 1e-05 | 29
453-125R | Metric Indicator Contact Point | M2.5 Thds, Narrow Tapered Ball Contact (Tapered Stem is Smaller than Ball), Ø.1250" Ruby Ball, Ø4.0mm Body Dia X 1.00" Long | 1e-05 | 34
453-156 | Metric Indicator Contact Point | M2.5 Thds, Straight Stem Ball Contact, Ø.15625" Carbide Ball on Ø.135" Dia Stem, Ø4.0mm Body Dia X 1.00" Long | 1e-05 | 29
453-156R | Metric Indicator Contact Point | M2.5 Thds, Straight Stem Ball Contact, Ø.15625" Ruby Ball on Ø.135" Dia Stem, Ø4.0mm Body Dia X 1.00" Long | 1e-05 | 34
453-187 | Metric Indicator Contact Point | M2.5 Thds, Straight Stem Ball Contact, Ø.1875" Carbide Ball on Ø.135" Dia Stem, Ø4.0mm Body Dia X 1.00" Long | 1e-05 | 29
453-187R | Metric Indicator Contact Point | M2.5 Thds, Straight Stem Ball Contact, Ø.1875" Ruby Ball on Ø.135" Dia Stem, Ø4.0mm Body Dia X 1.00" Long | 1e-05 | 34
453-1R | Metric Indicator Contact Point | M2.5 Thds, Narrow Tapered Ball Contact (Tapered Stem is Smaller than Ball), Ø1.0mm Ruby Ball, Ø4.0mm Body Dia X 1.00" Long | 1e-05 | 38
453-2 | Metric Indicator Contact Point | M2.5 Thds, Narrow Tapered Ball Contact (Tapered Stem is Smaller than Ball), Ø2.0mm Carbide Ball, Ø4.0mm Body Dia X 1.00" Long | 1e-05 | 29
453-2.5 | Metric Indicator Contact Point | M2.5 Thds, Narrow Tapered Ball Contact (Tapered Stem is Smaller than Ball), Ø2.5mm Carbide Ball, Ø4.0mm Body Dia X 1.00" Long | 1e-05 | 29
453-2.5R | Metric Indicator Contact Point | M2.5 Thds, Narrow Tapered Ball Contact (Tapered Stem is Smaller than Ball), Ø2.5mm Ruby Ball, Ø4.0mm Body Dia X 1.00" Long | 1e-05 | 34
453-218 | Metric Indicator Contact Point | M2.5 Thds, Straight Stem Ball Contact, Ø.21875" Carbide Ball on Ø.135" Dia Stem, Ø4.0mm Body Dia X 1.00" Long | 1e-05 | 29
453-218R | Metric Indicator Contact Point | M2.5 Thds, Straight Stem Ball Contact, Ø.21875" Ruby Ball on Ø.135" Dia Stem, Ø4.0mm Body Dia X 1.00" Long | 1e-05 | 48
453-250 | Metric Indicator Contact Point | M2.5 Thds, Straight Stem Ball Contact, Ø.2500" Carbide Ball on Ø.135" Dia Stem, Ø4.0mm Body Dia X 1.00" Long | 1e-05 | 31
453-250R | Metric Indicator Contact Point | M2.5 Thds, Straight Stem Ball Contact, Ø.2500" Ruby Ball on Ø.135" Dia Stem, Ø4.0mm Body Dia X 1.00" Long | 1e-05 | 48
453-2R | Metric Indicator Contact Point | M2.5 Thds, Narrow Tapered Ball Contact (Tapered Stem is Smaller than Ball), Ø2.0mm Ruby Ball, Ø4.0mm Body Dia X 1.00" Long | 1e-05 | 34
453-3 | Metric Indicator Contact Point | M2.5 Thds, Narrow Tapered Ball Contact (Tapered Stem is Smaller than Ball), Ø3.0mm Carbide Ball, Ø4.0mm Body Dia X 1.00" Long | 1e-05 | 29
453-3.5 | Metric Indicator Contact Point | M2.5 Thds, Narrow Tapered Ball Contact (Tapered Stem is Smaller than Ball), Ø3.5mm Carbide Ball, Ø4.0mm Body Dia X 1.00" Long | 1e-05 | 29
453-3.5R | Metric Indicator Contact Point | M2.5 Thds, Narrow Tapered Ball Contact (Tapered Stem is Smaller than Ball), Ø3.5mm Ruby Ball, Ø4.0mm Body Dia X 1.00" Long | 1e-05 | 34
453-3R | Metric Indicator Contact Point | M2.5 Thds, Narrow Tapered Ball Contact (Tapered Stem is Smaller than Ball), Ø3.0mm Ruby Ball, Ø4.0mm Body Dia X 1.00" Long | 1e-05 | 34
453-4 | Metric Indicator Contact Point | M2.5 Thds, Straight Stem Ball Contact, Ø4.0mm Carbide Ball on Ø.135" Dia Stem, Ø4.0mm Body Dia X 1.00" Long | 1e-05 | 29
453-4.5 | Metric Indicator Contact Point | M2.5 Thds, Straight Stem Ball Contact, Ø4.5mm Carbide Ball on Ø.135" Dia Stem, Ø4.0mm Body Dia X 1.00" Long | 1e-05 | 44
453-4R | Metric Indicator Contact Point | M2.5 Thds, Straight Stem Ball Contact, Ø4.0mm Ruby Ball on Ø.135" Dia Stem, Ø4.0mm Body Dia X 1.00" Long | 1e-05 | 34
453-5 | Metric Indicator Contact Point | M2.5 Thds, Straight Stem Ball Contact, Ø5.0mm Carbide Ball on Ø.135" Dia Stem, Ø4.0mm Body Dia X 1.00" Long | 1e-05 | 29
453-5R | Metric Indicator Contact Point | M2.5 Thds, Straight Stem Ball Contact, Ø5.0mm Ruby Ball on Ø.135" Dia Stem, Ø4.0mm Body Dia X 1.00" Long | 1e-05 | 34
453-6 | Metric Indicator Contact Point | M2.5 Thds, Straight Stem Ball Contact, Ø6.0mm Carbide Ball on Ø.135" Dia Stem, Ø4.0mm Body Dia X 1.00" Long | 1e-05 | 31
453-6R | Metric Indicator Contact Point | M2.5 Thds, Straight Stem Ball Contact, Ø6.0mm Ruby Ball on Ø.135" Dia Stem, Ø4.0mm Body Dia X 1.00" Long | 1e-05 | 48
459-E250 | AGD Indicator Contact Adaptor | Steel Adaptor, 4-48 Male Threads to M3 Female Threads, Ø.187" Dia X .250" Long | 0.6 | 12.25
460-E250 | Metric Indicator Contact Adaptor | Steel Adaptor, M2.5 Male Threads to M3 Female Threads, Ø.187" Dia X .250" Long | 0.6 | 12.25
461-E375 | AGD Indicator Contact Adaptor | Steel Adaptor, 8-32 Male Threads to 4-48 Female Threads, Ø.250" Dia X .375" Long | 2.4 | 23
462-E375 | Metric Indicator Contact Adaptor | Steel Adaptor, 8-32 Male Threads to M2.5 Female Threads, Ø.250" Dia X .375" Long | 2.5 | 23
463-E375 | AGD Indicator Contact Adaptor | Steel Adaptor, 10-32 Male Threads to 4-48 Female Threads, Ø.250" Dia X .375" Long | 3 | 23
464-E375 | Metric Indicator Contact Adaptor | Steel Adaptor, 10-32 Male Threads to M2.5 Female Threads, Ø.250" Dia X .375" Long | 3.1 | 23
465-E375 | AGD Indicator Contact Adaptor | Steel Adaptor, 5-40 Male Threads to 4-48 Female Threads, Ø.250" Dia X .375" Long | 2.2 | 23
466-E375 | Metric Indicator Contact Adaptor | Steel Adaptor, 5-40 Male Threads to M2.5 Female Threads, Ø.250" Dia X .375" Long | 2.3 | 23
467-E250 | AGD Indicator Contact Adaptor | Steel Adaptor, M2X0.4 X 2.5mm Long Male Threads to 4-48 Female Threads, Ø.187" Dia X .250" Long | 0.6 | 23
468-E250 | Metric Indicator Contact Adaptor | Steel Adaptor, M2X0.4 X 2.5mm Long Male Threads to M2.5 Female Threads, Ø.187" Dia X .250" Long | 0.7 | 23
469-E375 | AGD Indicator Contact Adaptor | Steel Adaptor, M3X0.5 Male Threads to 4-48 Female Threads, Ø.187" Dia X .375" Long | 1 | 23
470-E375 | Metric Indicator Contact Adaptor | Steel Adaptor, M3X0.5 Male Threads to M2.5X0.45 Female Threads, Ø.187" Dia X .375" Long | 1.1 | 23
471-E375 | AGD Indicator Contact Adaptor | Steel Adaptor, M4X0.7 Male Threads to 4-48 Female Threads, Ø.273" Dia X .375" Long | 2.3 | 23
472-E375 | Metric Indicator Contact Adaptor | Steel Adaptor, M4X0.7 Male Threads to M2.5X0.45 Female Threads, Ø.273" Dia X .375" Long | 2.4 | 23
473-E375 | AGD Indicator Contact Adaptor | Steel Adaptor, M5X0.8 Male Threads to 4-48 Female Threads, Ø.312" Dia X .375" Long | 2.8 | 23
474-E375 | Metric Indicator Contact Adaptor | Steel Adaptor, M5X0.8 Male Threads to M2.5X0.45 Female Threads, Ø.312" Dia X .375" Long | 3 | 23
479 | AGD Indicator Contact Point | 4-48 Thds, Ø.0625" Carbide Ball, Ø.187" Body Dia X .250" Over-All Length | 0.8 | 21.75
480 | AGD Indicator Contact Point | 4-48 Thds, Ø.0625" Ruby Ball, Ø.187" Body Dia X .250" Over-All Length | 0.8 | 29.75
481 | AGD Indicator Contact Point | 4-48 Thds, Ø.125" Carbide Ball, Ø.187" Body Dia X .250" Over-All Length | 1 | 21.75
482 | AGD Indicator Contact Point | 4-48 Thds, Ø.125" Ruby Ball, Ø.187" Body Dia X .250" Over-All Length | 0.8 | 29.75
482D | AGD Indicator Contact Point | Plastic Tipped, Non Marring, Contact Point; 4-48 Thds, Ø.125" Delrin Ball, Ø.187" Body Dia X .250" Over-All Length | 0.8 | 23
482SN | AGD Indicator Contact Point | 4-48 Thds, Ø.125" Silicon Nitride Ball, Ø.187" Body Dia X .250" Over-All Length | 0.8 | 33.75
482T | AGD Indicator Contact Point | Plastic Tipped, Non Marring, Contact Point; 4-48 Thds, Ø.125" Teflon Ball, Ø.187" Body Dia X .250" Over-All Length | 0.8 | 23
489 | Metric Indicator Contact Point | M2.5 Thds, Ø.0625" Carbide Ball, Ø.187" Body Dia X .250" Over-All Length | 0.8 | 21.75
490 | Metric Indicator Contact Point | M2.5 Thds, Ø.0625" Ruby Ball, Ø.187" Body Dia X .250" Over-All Length | 0.8 | 29.75
491 | Metric Indicator Contact Point | M2.5 Thds, Ø.125" Carbide Ball, Ø.187" Body Dia X .250" Over-All Length | 1 | 21.75
492 | Metric Indicator Contact Point | M2.5 Thds, Ø.125" Ruby Ball, Ø.187" Body Dia X .250" Over-All Length | 0.8 | 29.75
492D | Metric Indicator Contact Point | Plastic Tipped, Non Marring, Contact Point; M2.5 Thds, Ø.125" Delrin Ball, Ø.187" Body Dia X .250" Over-All Length | 0.7 | 23
492SN | Metric Indicator Contact Point | M2.5 Thds, Ø.125" Silicon Nitride Ball, Ø.187" Body Dia X .250" Over-All Length | 0.8 | 33.75
492T | Metric Indicator Contact Point | Plastic Tipped, Non Marring, Contact Point; M2.5 Thds, Ø.125" Teflon Ball, Ø.187" Body Dia X .250" Over-All Length | 0.7 | 23
500-031 | AGD Indicator Contact Point | 4-48 Thds with Locknut, Right Angle Hook Point, Ø.03125" Carbide Ball, 1.00" Long X .250" Drop Length | 1.5 | 44.25
500-031R | AGD Indicator Contact Point | 4-48 Thds with Locknut, Right Angle Hook Point, Ø.03125" Ruby Ball, 1.00" Long X .250" Drop Length | 1.4 | 45
500-062 | AGD Indicator Contact Point | 4-48 Thds with Locknut, Right Angle Hook Point, Ø.0625" Carbide Ball, 1.00" Long X .250" Drop Length | 1.4 | 44.25
500-062R | AGD Indicator Contact Point | 4-48 Thds with Locknut, Right Angle Hook Point, Ø.0625" Ruby Ball, 1.00" Long X .250" Drop Length | 1.4 | 45
500-100 | AGD Indicator Contact Point | 4-48 Thds with Locknut, Right Angle Hook Point, Ø.1000" Carbide Ball, 1.00" Long X .250" Drop Length | 1.6 | 44.25
500-100R | AGD Indicator Contact Point | 4-48 Thds with Locknut, Right Angle Hook Point, Ø2.5mm Ruby Ball, 1.00" Long X .250" Drop Length | 1.5 | 50
501 | AGD Indicator Contact Point | 4-48 Thds, Carbide Tipped, Flat Contact with 25° Lead Chamfer, Ø.125" Gauging Dia; Ø.187" Body Dia X .125" Long | 0.7 | 25.25
502 | AGD Indicator Contact Point | 4-48 Thds, Carbide Tipped, Flat Contact with 25° Lead Chamfer, Ø.187" Gauging Dia; Ø.281" Body Dia X .140" Long | 1.6 | 28.5
503 | AGD Indicator Contact Point | 4-48 Thds, Carbide Tipped, Flat Contact with 25° Lead Chamfer, Ø.250" Gauging Dia; Ø.375" Body Dia X .156" Long | 3 | 30.75
504 | AGD Indicator Contact Point | 4-48 Thds, Carbide Tipped, Flat Contact with 25° Lead Chamfer, Ø.375" Gauging Dia; Ø.500" Body Dia X .187" Long | 5.7 | 58
505 | AGD Indicator Contact Point | 4-48 Thds, Carbide Tipped, Flat Contact with 25° Lead Chamfer, Ø.500" Gauging Dia; Ø.625" Body Dia X .187" Long | 8.1 | 75
506 | AGD Indicator Contact Point | 4-48 Thds, Carbide Tipped, Flat Contact with 25° Lead Chamfer, Ø.625" Gauging Dia; Ø.750" Body Dia X .218" Long | 14.8 | 92.5
507 | AGD Indicator Contact Point | 4-48 Thds, Carbide Tipped, Flat Contact with 25° Lead Chamfer, Ø.875" Gauging Dia; Ø1.00" Body Dia X .218" Long | 24.5 | 115
508 | AGD Indicator Contact Point | 4-48 Thds, Carbide Tipped, Flat Contact, Ø.312" Dia X .156" Long | 2.3 | 27.25
509 | AGD Indicator Contact Point | 4-48 Thds, Carbide Tipped, Flat Contact with 25° Lead Chamfer, Ø.203" Gauging Dia; Ø.312" Body Dia X .156" Long | 2 | 29
510 | AGD Indicator Contact Point | 4-48 Thds, Carbide Tipped, Flat End Needle Contact, 1.400" Long, Ø4.0mm Dia Stem X 1.100" E.W.L. | 1e-05 | 40
511 | Metric Indicator Contact Point | M2.5 Thds, Carbide Tipped, Flat Contact with 25° Lead Chamfer, Ø.125" Gauging Dia; Ø.187" Body Dia X .125" Long | 0.7 | 25.25
512 | Metric Indicator Contact Point | M2.5 Thds, Carbide Tipped, Flat Contact with 25° Lead Chamfer, Ø.187" Gauging Dia; Ø.281" Body Dia X .140" Long | 1.5 | 28.5
513 | Metric Indicator Contact Point | M2.5 Thds, Carbide Tipped, Flat Contact with 25° Lead Chamfer, Ø.250" Gauging Dia; Ø.375" Body Dia X .156" Long | 2.9 | 30.75
514 | Metric Indicator Contact Point | M2.5 Thds, Carbide Tipped, Flat Contact with 25° Lead Chamfer, Ø.375" Gauging Dia; Ø.500" Body Dia X .187" Long | 5.8 | 58
515 | Metric Indicator Contact Point | M2.5 Thds, Carbide Tipped, Flat Contact with 25° Lead Chamfer, Ø.500" Gauging Dia; Ø.625" Body Dia X .187" Long | 8.2 | 75
516 | Metric Indicator Contact Point | M2.5 Thds, Carbide Tipped, Flat Contact with 25° Lead Chamfer, Ø.625" Gauging Dia; Ø.750" Body Dia X .218" Long | 14.5 | 92.5
517 | Metric Indicator Contact Point | M2.5 Thds, Carbide Tipped, Flat Contact with 25° Lead Chamfer, Ø.875" Gauging Dia; Ø1.00" Body Dia X .218" Long | 25 | 115
518 | Metric Indicator Contact Point | M2.5 Thds, Carbide Tipped, Flat Contact, Ø.312" Dia X .156" Long | 2.2 | 27.25
519 | Metric Indicator Contact Point | M2.5 Thds, Carbide Tipped, Flat Contact with 25° Lead Chamfer, Ø.203" Gauging Dia; Ø.312" Body Dia X .156" Long | 2.1 | 29
520 | AGD Indicator Contact Point | 0-80 Thds, Ø.03125" Carbide Ball, Ø.125" Body Dia X .172" Long | 0.2 | 24.75
521 | AGD Indicator Contact Point | 0-80 Thds, Ø.04687" Carbide Ball, Ø.125" Body Dia X .172" Long | 0.2 | 24.75
522 | AGD Indicator Contact Point | 0-80 Thds, Ø.0625" Carbide Ball, Ø.125" Body Dia X .172" Long | 0.2 | 24.75
523 | AGD Indicator Contact Point | 0-80 Thds, Ø.09375" Carbide Ball, Ø.125" Body Dia X .172" Long | 0.3 | 24.75
524 | Adjustable Articulating Hook Point Adaptor | Knuckle Adaptor - Articulated Joint; 4-48 Male Thds to 4-48 Female Thds, Adjustable 360° Rotation with Locknut on Male Mounting Threads and 180° Swivel Movement in Articulated Joint, 1.00" Long Downshaft X .418" Offset from Centerline; Use to Create Custom Adjustable Hook Point Configurations with any 4-48 Threaded Contact Point | 8.3 | 61.5
524-M1.7 | Adjustable Articulating Hook Point Adaptor | Knuckle Adaptor - Articulated Joint; 4-48 Male Thds to M1.7 Female Thds, Adjustable 360° Rotation with Locknut on Male Mounting Threads and 180° Swivel Movement in Articulated Joint, 1.00" Long Downshaft X .281" Offset from Centerline; Use to Create Custom Adjustable Hook Point Configurations with any M1.7 Threaded Indicator Tip | 7.4 | 61.5
524-M2 | Adjustable Articulating Hook Point Adaptor | Knuckle Adaptor - Articulated Joint; 4-48 Male Thds to M2 Female Thds, Adjustable 360° Rotation with Locknut on Male Mounting Threads and 180° Swivel Movement in Articulated Joint, 1.00" Long Downshaft X .281" Offset from Centerline; Use to Create Custom Adjustable Hook Point Configurations with any M2 Threaded Indicator Tips or CMM Styli | 7.4 | 61.5
524-M3 | Adjustable Articulating Hook Point Adaptor | Knuckle Adaptor - Articulated Joint; 4-48 Male Thds to M3 Female Thds, Adjustable 360° Rotation with Locknut on Male Mounting Threads and 180° Swivel Movement in Articulated Joint, 1.00" Long Downshaft X .335" Offset from Centerline; Use to Create Custom Adjustable Hook Point Configurations with any M3 Threaded CMM Styli | 7.8 | 61.5
525 | AGD Indicator Contact Point | 4-48 Thds, Carbide Tipped, Radius End Needle Contact, .800" Long, Ø1.5mm Dia Stem X .500" E.W.L. with Full .030" Spherical Radius Tip | 1.4 | 55.75
526 | AGD Indicator Contact Point | 4-48 Thds, Carbide Tipped, Sharp Point Needle Contact, .800" Long, Ø1.5mm Dia Stem X .500" E.W.L. with 30° Included Conical Angle Tip | 1.4 | 41.5
527 | AGD Indicator Contact Point | 4-48 Thds, Carbide Tipped, Flat End Needle Contact, 1.300" Long, Ø1.5mm Dia Stem X 1.00" E.W.L. | 1.8 | 36
528 | AGD Indicator Contact Point | 4-48 Thds, Carbide Tipped, Radius End Needle Contact, 1.300" Long, Ø1.5mm Dia Stem X 1.00" E.W.L. with Full .030" Spherical Radius Tip | 1.8 | 55.75
529 | AGD Indicator Contact Point | 4-48 Thds, Carbide Tipped, Sharp Point Needle Contact, 1.300" Long, Ø1.5mm Dia Stem X 1.00" E.W.L. with 30° Included Conical Angle Tip | 1.7 | 41.5
530 | AGD Indicator Contact Point | 4-48 Thds, Carbide Tipped, Flat End Needle Contact, 1.400" Long, Ø4.0mm Dia Stem X 1.100" E.W.L. | 1e-05 | 40
531 | AGD Indicator Contact Point | 1-72 Thds, Ø.03125" Carbide Ball, Ø.125" Body Dia X .172" Long | 0.2 | 24.75
532 | AGD Indicator Contact Point | 1-72 Thds, Ø.04687" Carbide Ball, Ø.125" Body Dia X .172" Long | 0.2 | 24.75
533 | AGD Indicator Contact Point | 1-72 Thds, Ø.0625" Carbide Ball, Ø.125" Body Dia X .172" Long | 0.3 | 24.75
534 | AGD Indicator Contact Point | 1-72 Thds, Ø.09375" Carbide Ball, Ø.125" Body Dia X .172" Long | 0.3 | 24.75
535 | Metric Indicator Contact Point | M2.5 Thds, Carbide Tipped, Radius End Needle Contact, .800" Long, Ø1.5mm Dia Stem X .500" E.W.L. with Full .030" Spherical Radius Tip | 1.4 | 55.75
536 | Metric Indicator Contact Point | M2.5 Thds, Carbide Tipped, Sharp Point Needle Contact, .800" Long, Ø1.5mm Dia Stem X .500" E.W.L. with 30° Included Conical Angle Tip | 1.3 | 41.5
537 | Metric Indicator Contact Point | M2.5 Thds, Carbide Tipped, Flat End Needle Contact, 1.300" Long, Ø1.5mm Dia Stem X 1.00" E.W.L. | 1.7 | 36
538 | Metric Indicator Contact Point | M2.5 Thds, Carbide Tipped, Radius End Needle Contact, 1.300" Long, Ø1.5mm Dia Stem X 1.00" E.W.L. with Full .030" Spherical Radius Tip | 1.7 | 55.75
539 | Metric Indicator Contact Point | M2.5 Thds, Carbide Tipped, Sharp Point Needle Contact, 1.300" Long, Ø1.5mm Dia Stem X 1.00" E.W.L. with 30° Included Conical Angle Tip | 1.6 | 41.5
540 | AGD Indicator Contact Point | 4-48 Thds, Carbide Tipped, Flat End Needle Contact, 1.900" Long, Ø4.0mm Dia Stem X 1.600" E.W.L. | 1e-05 | 40
541 | AGD Indicator Contact Point | 0-80 Thds, Carbide Tipped, Button Contact with .125" Spherical Radius, Ø.125" Dia X .156" Long | 0.3 | 25.5
542 | AGD Indicator Contact Point | 0-80 Thds, Carbide Tipped, Button Contact with .125" Spherical Radius, Ø.125" Dia X .250" Long | 0.4 | 25.5
543 | AGD Indicator Contact Point | 0-80 Thds, Carbide Tipped, Flat Contact, Ø.125" Dia X .156" Long | 0.3 | 25.5
544 | AGD Indicator Contact Point | 0-80 Thds, Carbide Tipped, Flat Contact, Ø.125" Dia X .250" Long | 0.4 | 25.5
546 | AGD Indicator Contact Point | 4-48 Thds, Carbide Tipped, Flat End Needle Contact, 1.300" Long, Ø2.0mm Dia Stem X 1.00" E.W.L. | 2.3 | 36
547 | AGD Indicator Contact Point | 4-48 Thds, Carbide Tipped, Radius End Needle Contact, 1.300" Long, Ø2.0mm Dia Stem X 1.00" E.W.L. with Full .040" Spherical Radius Tip | 2.3 | 55.75
548 | AGD Indicator Contact Point | 4-48 Thds, Carbide Tipped, Sharp Point Needle Contact, 1.300" Long, Ø2.0mm Dia Stem X 1.00" E.W.L. with 30° Included Conical Angle Tip | 2.2 | 41.5
549 | AGD Indicator Stylus Center | 4-48 Thds with Locknut, Right Angle Tip Holder, 1.00" Long, .150" Square Head with M1.4 and M1.7 Tapped Threads for Mounting Dial Test Indicator Ball Tips | 2.4 | 75.5
550 | AGD Indicator Contact Point | 4-48 Thds, Carbide Tipped, Flat End Needle Contact, 2.400" Long, Ø4.0mm Dia Stem X 2.100" E.W.L. | 1e-05 | 40
552 | AGD Indicator Contact Point | 1-72 Thds, Carbide Tipped, Button Contact with .125" Spherical Radius, Ø.125" Dia X .156" Long | 0.3 | 25.5
553 | AGD Indicator Contact Point | 1-72 Thds, Carbide Tipped, Button Contact with .125" Spherical Radius, Ø.125" Dia X .250" Long | 0.5 | 25.5
554 | AGD Indicator Contact Point | 1-72 Thds, Carbide Tipped, Flat Contact, Ø.125" Dia X .156" Long | 0.3 | 25.5
555 | AGD Indicator Contact Point | 1-72 Thds, Carbide Tipped, Flat Contact, Ø.125" Dia X .250" Long | 0.5 | 25.5
556 | Metric Indicator Contact Point | M2.5 Thds, Carbide Tipped, Flat End Needle Contact, 1.300" Long, Ø2.0mm Dia Stem X 1.00" E.W.L. | 2.3 | 36
557 | Metric Indicator Contact Point | M2.5 Thds, Carbide Tipped, Radius End Needle Contact, 1.300" Long, Ø2.0mm Dia Stem X 1.00" E.W.L. with Full .040" Spherical Radius Tip | 2.3 | 55.75
558 | Metric Indicator Contact Point | M2.5 Thds, Carbide Tipped, Sharp Point Needle Contact, 1.300" Long, Ø2.0mm Dia Stem X 1.00" E.W.L. with 30° Included Conical Angle Tip | 2.2 | 41.5
559 | Metric Indicator Stylus Center | M2.5 Thds with Locknut, Right Angle Tip Holder, 1.00" Long, .150" Square Head with M1.4 and M1.7 Tapped Threads for Mounting Dial Test Indicator Ball Tips | 2.4 | 75.5
560 | Metric Indicator Contact Point | M2.5 Thds, Carbide Tipped, Flat End Needle Contact, 1.900" Long, Ø4.0mm Dia Stem X 1.600" E.W.L. | 1e-05 | 40
561 | AGD Indicator Contact Point | 4-48 Thds, Carbide Tipped, Sharp Point Contact, Ø.187" Dia X .312" Long with 90° Included Conical Angle Tip | 1.2 | 27.75
562 | AGD Indicator Contact Point | 4-48 Thds, Carbide Tipped, Sharp Point Contact, Ø.187" Dia X .375" Long with 60° Included Conical Angle Tip | 1.3 | 27.75
565 | Metric Indicator Contact Point | M2.5 Thds, Carbide Tipped, Sharp Point Contact, Ø.187" Dia X .312" Long with 90° Included Conical Angle Tip | 1.2 | 27.75
566 | Metric Indicator Contact Point | M2.5 Thds, Carbide Tipped, Sharp Point Contact, Ø.187" Dia X .375" Long with 60° Included Conical Angle Tip | 1.3 | 27.75
567 | AGD Indicator Contact Point | 4-48 Thds, Carbide Tipped, Radius End Needle Contact, .400" Long, Ø.018" Dia Stem X .120" E.W.L. with Full .009" Spherical Radius Tip | 1 | 57.25
568 | AGD Indicator Contact Point | 4-48 Thds, Carbide Tipped, Radius End Needle Contact, .480" Long, Ø.018" Dia Stem X .200" E.W.L. with Full .009" Spherical Radius Tip | 1 | 61.5
570 | Metric Indicator Contact Point | M2.5 Thds, Carbide Tipped, Flat End Needle Contact, 2.400" Long, Ø4.0mm Dia Stem X 2.100" E.W.L. | 1e-05 | 40
577 | AGD Chisel Indicator Contact Point | 4-48 Thds, Carbide Radius Tipped Chisel Contact, Ø.160" Diameter Barrel with .031" Cylindrical Radius Tip on 45° Included Lead Angles, Ø3/16" Knurled Body X 3/8" Long | 1.4 | 62.25
581 | AGD Indicator Contact Point | 8-32 Thds, Carbide Tipped, Button Contact with .312" Spherical Radius, Ø.312" Dia X .312" Long | 3.6 | 30.5
582 | AGD Indicator Contact Point | 8-32 Thds, Carbide Tipped, Flat Contact, Ø.312" Dia X .312" Long | 3.9 | 30.5
584 | AGD Indicator Contact Point | 10-32 Thds, Ø.2500" Carbide Ball, Ø.312" Body Dia X .312" Long | 4.4 | 26.75
585 | AGD Indicator Contact Point | 10-32 Thds, Ø.3125" Carbide Ball, Ø.312" Body Dia X .312" Long | 6.2 | 37
587 | Metric Chisel Indicator Contact | M2.5 Thds, Carbide Radius Tipped Chisel Contact, Ø.160" Diameter Barrel with .031" Cylindrical Radius Tip on 45° Included Lead Angles, Ø3/16" Knurled Body X 3/8" Long | 1.4 | 62.25
591 | AGD Indicator Contact Point | 10-32 Thds, Carbide Tipped, Button Contact with .312" Spherical Radius, Ø.312" Dia X .312" Long | 3.7 | 30.5
592 | AGD Indicator Contact Point | 10-32 Thds, Carbide Tipped, Flat Contact, Ø.312" Dia X .312" Long | 4.2 | 30.5
594 | AGD Indicator Contact Point | 8-32 Thds, Ø.2500" Carbide Ball, Ø.312" Body Dia X .312" Long | 4.2 | 26.75
595 | AGD Indicator Contact Point | 8-32 Thds, Ø.3125" Carbide Ball, Ø.312" Body Dia X .312" Long | 6 | 37
597 | Metric Indicator Contact Point | M2.5 Thds, Carbide Tipped, Radius End Needle Contact, .400" Long, Ø.018" Dia Stem X .120" E.W.L. with Full .009" Spherical Radius Tip | 0.9 | 57.25
598 | Metric Indicator Contact Point | M2.5 Thds, Carbide Tipped, Radius End Needle Contact, .480" Long, Ø.018" Dia Stem X .200" E.W.L. with Full .009" Spherical Radius Tip | 0.9 | 61.5
600-031 | Metric Indicator Contact Point | M2.5 Thds with Locknut, Right Angle Hook Point, Ø.03125" Carbide Ball, 1.00" Long X .250" Drop Length | 1.5 | 44.25
600-031R | Metric Indicator Contact Point | M2.5 Thds with Locknut, Right Angle Hook Point, Ø.03125" Ruby Ball, 1.00" Long X .250" Drop Length | 1.2 | 45
600-062 | Metric Indicator Contact Point | M2.5 Thds with Locknut, Right Angle Hook Point, Ø.0625" Carbide Ball, 1.00" Long X .250" Drop Length | 1.4 | 44.25
600-062R | Metric Indicator Contact Point | M2.5 Thds with Locknut, Right Angle Hook Point, Ø.0625" Ruby Ball, 1.00" Long X .250" Drop Length | 1.4 | 45
6001 | CMM Replacement Stylus Adaptor | Steel Adaptor For Valeron/Digital Techniques Styli - M3 Male Threads to Ø4.5mm I.D. Holder with Side Mounted Set Screw X 12mm Long | 4 | 19.25
600-100 | Metric Indicator Contact Point | M2.5 Thds with Locknut, Right Angle Hook Point, Ø.1000" Carbide Ball, 1.00" Long X .250" Drop Length | 1.6 | 44.25
600-100R | Metric Indicator Contact Point | M2.5 Thds with Locknut, Right Angle Hook Point, Ø2.5mm Ruby Ball, 1.00" Long X .250" Drop Length | 1.5 | 50
6002 | CMM Replacement Stylus Adaptor | Steel Adaptor For Valeron/Digital Techniques Styli - M4X0.5 Male Threads (for DEA TF6 / TF8 Touch Probes) to Ø4.5mm I.D. Holder with Side Mounted Set Screw X 12.0mm Long | 4 | 19.25
6003 | CMM Replacement Stylus Adaptor | Steel Adaptor For Valeron/Digital Techniques Styli - M5 Male Threads to Ø4.5mm I.D. Holder with Side Mounted Set Screw X 13.5mm Long | 6 | 19.25
6006 | CMM Replacement Stylus Adaptor | Steel Adaptor - M5X0.8 Male Threads to M4X0.5 Female Threads (for DEA TF6 / TF8 Touch Probes) X 10.0mm Long | 7.8 | 19.25
6007 | CMM Replacement Stylus Adaptor | Steel Adaptor - M5 Male Threads to M2 Female Threads X 9.0mm Long | 3.2 | 19.25
6008 | CMM Replacement Stylus Adaptor | Steel Adaptor - M5 Male Threads to M3 Female Threads X 9.0mm Long | 3 | 19.25
6009 | CMM Replacement Stylus Adaptor | Steel Adaptor - M4X0.5 Male Threads (for DEA TF6 / TF8 Touch Probes) to M2X0.4 Female Threads X 15.0mm Long | 2.5 | 19.25
601 | Metric Indicator Contact Point | M2.6 Thds, Carbide Tipped, Button Contact with .156" Spherical Radius, Ø.170" Dia X .250" Long | 0.9 | 25.5
6010 | CMM Replacement Stylus Adaptor | Steel Adaptor - M4X0.5 Male Threads (for DEA TF6 , TF8 Touch Probes) to M3X0.5 Female Threads X 15.0mm Long | 2.6 | 19.25
6013 | CMM Replacement Stylus Adaptor | Steel Adaptor - M2 Male Threads to M5 Female Threads X 10mm Long | 6 | 19.25
6014 | CMM Replacement Stylus Adaptor | Steel Adaptor - M2 Male Threads to M4 Female Threads X 10mm Long | 2.3 | 19.25
6015 | CMM Replacement Stylus Adaptor | Steel Adaptor - M3 Male Threads to M5 Female Threads X 10mm Long | 6 | 19.25
6016 | CMM Replacement Stylus Adaptor | Steel Adaptor - M3 Male Threads to M4 Female Threads X 10mm Long | 2.3 | 19.25
602 | Metric Indicator Contact Point | M2.6 Thds, Carbide Tipped, Button Contact with .156" Spherical Radius, Ø.170" Dia X .500" Long | 1.6 | 25.5
603 | Metric Indicator Contact Point | M2.6 Thds, Carbide Tipped, Flat Contact, Ø.170" Dia X .250" Long | 1 | 25.5
604 | Metric Indicator Contact Point | M2.6 Thds, Carbide Tipped, Flat Contact, Ø.170" Dia X .500" Long | 1.7 | 25.5
605 | AGD Indicator Contact Point | 4-48 Thds, Carbide Tipped, Radius End Needle Contact, .500" ±.002" Long, Ø1.0mm Dia Stem X .200" E.W.L. with Full .020" Spherical Radius Tip | 1.1 | 61.5
606 | AGD Indicator Contact Point | 4-48 Thds, Carbide Tipped, Flat End Needle Contact, 1.400" Long, Ø3.0mm Dia Stem X 1.100" E.W.L. | 1e-05 | 38
607 | AGD Indicator Contact Point | 4-48 Thds, Carbide Tipped, Radius End Needle Contact, .480" Long, Ø.031" Dia Stem X .200" E.W.L. with Full .016" Spherical Radius Tip | 1.1 | 55.75
608 | Metric Indicator Contact Point | M2.5 Thds, Carbide Tipped, Flat End Needle Contact, 1.400" Long, Ø3.0mm Dia Stem X 1.100" E.W.L. | 1e-05 | 38
609 | Metric Indicator Contact Point | M2.5 Thds, Carbide Tipped, Button Contact with .156" Spherical Radius, Ø.170" Dia X .250" Long | 0.8 | 25.5
610 | Metric Indicator Contact Point | M2.5 Thds, Carbide Tipped, Button Contact with .156" Spherical Radius, Ø.170" Dia X .500" Long | 1.5 | 25.5
611 | Metric Indicator Contact Point | M2.5 Thds, Carbide Tipped, Flat Contact, Ø.170" Dia X .250" Long | 0.9 | 25.5
612 | Metric Indicator Contact Point | M2.5 Thds, Carbide Tipped, Flat Contact, Ø.170" Dia X .500" Long | 1.6 | 25.5
613 | AGD Indicator Contact Point | 4-48 Thds, Carbide Tipped, Flat End Needle Contact, .480" Long with Ø.018" Dia Stem X .200" E.W.L. | 1 | 41
614 | AGD Indicator Contact Point | 4-48 Thds, Carbide Tipped, Flat End Needle Contact, .480" Long with Ø.031" Dia Stem X .200" E.W.L. | 1 | 38.25
615 | AGD Indicator Contact Point | 4-48 Thds, Carbide Tipped, Flat End Needle Contact, .780" Long with Ø.031" Dia Stem X .500" E.W.L. | 1 | 38.25
616 | AGD Indicator Contact Point | 4-48 Thds, Carbide Tipped, Flat End Needle Contact, .480" Long with Ø1.0mm Dia Stem X .200" E.W.L. | 1.1 | 36
617 | AGD Indicator Contact Point | 4-48 Thds, Carbide Tipped, Flat End Needle Contact, 1.280" Long with Ø1.0mm Dia Stem X 1.00" E.W.L. | 1.2 | 36
618 | AGD Indicator Contact Point | 4-48 Thds, Carbide Tipped, Flat End Needle Contact, 1.880" Long with Ø1.0mm Dia Stem X 1.600" E.W.L. | 1.4 | 39.75
619 | AGD Indicator Contact Point | 4-48 Thds, Carbide Tipped, Flat End Needle Contact, .500" Long with Ø1.5mm Dia Stem X .200" E.W.L. | 1.2 | 36
620 | Metric Indicator Contact Point | M2.6 Thds, Ø.03125" Carbide Ball, Ø.170" Body Dia X .250" Long | 0.6 | 25.5
621 | Metric Indicator Contact Point | M2.6 Thds, Ø.0625" Carbide Ball, Ø.170" Body Dia X .250" Long | 0.6 | 25.5
622 | Metric Indicator Contact Point | M2.6 Thds, Ø.09375" Carbide Ball, Ø.170" Body Dia X .250" Long | 0.7 | 25.5
623 | Metric Indicator Contact Point | M2.6 Thds, Ø.1250" Carbide Ball, Ø.170" Body Dia X .250" Long | 0.9 | 25.5
624 | Adjustable Articulating Hook Point Adaptor | Knuckle Adaptor - Articulated Joint; M2.5 Male Thds to M2.5 Female Thds, Adjustable 360° Rotation with Locknut on Male Mounting Threads and 180° Swivel Movement in Articulated Joint, 1.00" Long Downshaft X .418" Offset from Centerline; Use to Create Custom Adjustable Hook Point Configurations with any M2.5 Threaded Contact Point | 8.4 | 61.5
624-M1.7 | Adjustable Articulating Hook Point Adaptor | Knuckle Adaptor - Articulated Joint; M2.5 Male Thds to M1.7 Female Thds, Adjustable 360° Rotation with Locknut on Male Mounting Threads and 180° Swivel Movement in Articulated Joint, 1.00" Long Downshaft X .281" Offset from Centerline; Use to Create Custom Adjustable Hook Point Configurations with any M1.7 Threaded Indicator Tip | 6.7 | 61.5
624-M2 | Adjustable Articulating Hook Point Adaptor | Knuckle Adaptor - Articulated Joint; M2.5 Male Thds to M2 Female Thds, Adjustable 360° Rotation with Locknut on Male Mounting Threads and 180° Swivel Movement in Articulated Joint, 1.00" Long Downshaft X .281" Offset from Centerline; Use to Create Custom Adjustable Hook Point Configurations with any M2 Threaded Indicator Tips or CMM Styli | 6.7 | 61.5
624-M3 | Adjustable Articulating Hook Point Adaptor | Knuckle Adaptor - Articulated Joint; M2.5 Male Thds to M3 Female Thds, Adjustable 360° Rotation with Locknut on Male Mounting Threads and 180° Swivel Movement in Articulated Joint, 1.00" Long Downshaft X .335" Offset from Centerline; Use to Create Custom Adjustable Hook Point Configurations with any M3 Threaded CMM Styli | 7 | 61.5
625 | AGD Indicator Contact Point | 4-48 Thds, Carbide Tipped, Radius End Needle Contact, .400" Long, Ø1.0mm Dia Stem X .120" E.W.L. with Full .020" Spherical Radius Tip | 1.1 | 55.75
626 | AGD Indicator Contact Point | 4-48 Thds, Carbide Tipped, Sharp Point Needle Contact, .400" Long, Ø1.0mm Dia Stem X .120" E.W.L. with 30° Included Conical Angle Tip | 1 | 41.5
627 | AGD Indicator Contact Point | 4-48 Thds, Carbide Tipped, Flat End Needle Contact, .780" Long, Ø1.0mm Dia Stem X .500" E.W.L. | 1.2 | 36
628 | AGD Indicator Contact Point | 4-48 Thds, Carbide Tipped, Radius End Needle Contact, .780" Long, Ø1.0mm Dia Stem X .500" E.W.L. with Full .020" Spherical Radius Tip | 1.1 | 55.75
629 | AGD Indicator Contact Point | 4-48 Thds, Carbide Tipped, Sharp Point Needle Contact, .780" Long, Ø1.0mm Dia Stem X .500" E.W.L. with 30° Included Conical Angle Tip | 1.1 | 41.5
630 | AGD Indicator Contact Point | 4-48 Thds, Carbide Tipped, Radius End Needle Contact, .780" Long, Ø.031" Dia Stem X .500" E.W.L. with Full .016" Spherical Radius Tip | 1 | 55.75
631 | Metric Indicator Contact Point | M2.5 Thds, Ø.03125" Carbide Ball, Ø.170" Body Dia X .250" Long | 0.6 | 25.5
632 | Metric Indicator Contact Point | M2.5 Thds, Ø.0625" Carbide Ball, Ø.170" Body Dia X .250" Long | 0.6 | 25.5
633 | Metric Indicator Contact Point | M2.5 Thds, Ø.09375" Carbide Ball, Ø.170" Body Dia X .250" Long | 0.7 | 25.5
634 | Metric Indicator Contact Point | M2.5 Thds, Ø.1250" Carbide Ball, Ø.170" Body Dia X .250" Long | 0.9 | 25.5
635 | Metric Indicator Contact Point | M2.5 Thds, Carbide Tipped, Radius End Needle Contact, .400" Long, Ø1.0mm Dia Stem X .120" E.W.L. with Full .020" Spherical Radius Tip | 1 | 55.75
636 | Metric Indicator Contact Point | M2.5 Thds, Carbide Tipped, Sharp Point Needle Contact, .400" Long, Ø1.0mm Dia Stem X .120" E.W.L. with 30° Included Conical Angle Tip | 1 | 41.5
637 | Metric Indicator Contact Point | M2.5 Thds, Carbide Tipped, Flat End Needle Contact, .780" Long, Ø1.0mm Dia Stem X .500" E.W.L. | 1.1 | 36
638 | Metric Indicator Contact Point | M2.5 Thds, Carbide Tipped, Radius End Needle Contact, .780" Long, Ø1.0mm Dia Stem X .500" E.W.L. with Full .020" Spherical Radius Tip | 1.1 | 55.75
639 | Metric Indicator Contact Point | M2.5 Thds, Carbide Tipped, Sharp Point Needle Contact, .780" Long, Ø1.0mm Dia Stem X .500" E.W.L. with 30° Included Conical Angle Tip | 1.1 | 41.5
640 | Metric Indicator Contact Point | M2.6 Thds, Ø.09375" Carbide Ball, Ø.170" Body Dia X .250" Over-All Length | 0.8 | 22.25
641 | Metric Indicator Contact Point | M2.6 Thds, Ø.09375" Ruby Ball, Ø.170" Body Dia X .250" Over-All Length | 0.7 | 29.75
642 | AGD Indicator Contact Point | 4-48 Thds, Carbide Tipped, Flat End Needle Contact, 1.900" Long with Ø1.5mm Dia Stem X 1.600" E.W.L. | 2.1 | 39.75
643 | AGD Indicator Contact Point | 4-48 Thds, Carbide Tipped, Flat End Needle Contact, .800" Long with Ø2.0mm Dia Stem X .500" E.W.L. | 1 | 36
644 | AGD Indicator Contact Point | 4-48 Thds, Carbide Tipped, Flat End Needle Contact, 1.900" Long with Ø2.0mm Dia Stem X 1.600" E.W.L. | 2.1 | 39.75
645 | Metric Indicator Contact Point | M2.5 Thds, Ø.09375" Carbide Ball, Ø.170" Body Dia X .250" Over-All Length | 0.8 | 22.25
646 | Metric Indicator Contact Point | M2.5 Thds, Ø.09375" Ruby Ball, Ø.170" Body Dia X .250" Over-All Length | 0.7 | 29.75
647 | AGD Indicator Contact Point | 4-48 Thds, Carbide Tipped, Flat End Needle Contact, 1.100" Long with Ø1.5mm Dia Stem X .800" E.W.L. | 1.6 | 36
648 | AGD Indicator Contact Point | 4-48 Thds, Carbide Tipped, Flat End Needle Contact, 1.280" Long with Ø.031" Dia Stem X 1.00" E.W.L. | 1.1 | 38.25
649 | AGD Indicator Contact Point | 4-48 Thds, Carbide Tipped, Flat End Needle Contact, 2.400" Long with Ø1.5mm Dia Stem X 2.100" E.W.L. | 1.6 | 46
650 | AGD Indicator Contact Point | 4-48 Thds, Carbide Tipped, Radius End Needle Contact, .480" Long, Ø1.0mm Dia Stem X .180" E.W.L. with Full .020" Spherical Radius Tip | 1.1 | 55.75
651 | AGD Indicator Contact Point | 4-48 Thds, Carbide Tipped, Radius End Needle Contact, 1.280" Long, Ø1.0mm Dia Stem X 1.000" E.W.L. with Full .020" Spherical Radius Tip | 1.3 | 55.75
652 | AGD Indicator Contact Point | 4-48 Thds, Carbide Tipped, Radius End Needle Contact, 1.880" Long, Ø1.0mm Dia Stem X 1.600" E.W.L. with Full .020" Spherical Radius Tip | 1.4 | 59.25
653 | AGD Indicator Contact Point | 4-48 Thds, Carbide Tipped, Radius End Needle Contact, .500" Long, Ø1.5mm Dia Stem X .200" E.W.L. with Full .030" Spherical Radius Tip | 1.3 | 55.75
654 | AGD Indicator Contact Point | 4-48 Thds, Carbide Tipped, Radius End Needle Contact, 1.900" Long, Ø1.5mm Dia Stem X 1.600" E.W.L. with Full .030" Spherical Radius Tip | 1.4 | 59.25
655 | AGD Indicator Contact Point | 4-48 Thds, Carbide Tipped, Radius End Needle Contact, .800" Long, Ø2.0mm Dia Stem X .500" E.W.L. with Full .040" Spherical Radius Tip | 1.7 | 55.75
656 | AGD Indicator Contact Point | 4-48 Thds, Carbide Tipped, Radius End Needle Contact, 1.900" Long, Ø2.0mm Dia Stem X 1.600" E.W.L. with Full .040" Spherical Radius Tip | 3 | 59.25
657 | AGD Indicator Contact Point | 4-48 Thds, Carbide Tipped, Radius End Needle Contact, 1.100" Long, Ø1.5mm Dia Stem X .800" E.W.L. with Full .030" Spherical Radius Tip | 1.6 | 55.75
658 | AGD Indicator Contact Point | 4-48 Thds, Carbide Tipped, Radius End Needle Contact, 1.280" Long, Ø.031" Dia Stem X 1.000" E.W.L. with Full .016" Spherical Radius Tip | 1.2 | 55.75
659 | AGD Indicator Contact Point | 4-48 Thds, Carbide Tipped, Radius End Needle Contact, 2.400" Long, Ø1.5mm Dia Stem X 2.100" E.W.L. with Full .030" Spherical Radius Tip | 2.4 | 65.5
660 | AGD Indicator Contact Point | 5-40 Thds, Carbide Tipped, Button Contact with .250" Spherical Radius, Ø.250" Dia X .250" Long | 1.9 | 27.75
660R | AGD Indicator Contact Point | 5-40 Thds, Ruby Tipped Insert, Button Contact with .250" Spherical Radius, Ø.250" Dia X .250" Long | 1.5 | 90
661 | AGD Indicator Contact Point | 5-40 Thds, Carbide Tipped, Flat Contact, Ø.250" Dia X .250" Long | 2.2 | 27.75
661R | AGD Indicator Contact Point | 5-40 Thds, Ruby Tipped Insert, Flat Contact with 25° Lead Chamfer, Ø.177" Gauging Dia; Ø.250" Body Dia X .250" Long | 1.5 | 50
662 | AGD Indicator Contact Point | 4-48 Thds, Carbide Tipped, Flat End Needle Contact, 1.900" Long, Ø3.0mm Dia Stem X 1.600" E.W.L. | 1e-05 | 38
663 | Metric Indicator Contact Point | M2.5 Thds, Carbide Tipped, Flat End Needle Contact, 1.900" Long, Ø3.0mm Dia Stem X 1.600" E.W.L. | 1e-05 | 38
664 | AGD Indicator Contact Point | 4-48 Thds, Carbide Tipped, Flat End Needle Contact, 2.400" Long, Ø3.0mm Dia Stem X 2.100" E.W.L. | 1e-05 | 38
665 | AGD Indicator Contact Point | 4-40 Thds, Carbide Tipped, Button Contact with .250" Spherical Radius, Ø.250" Dia X .250" Long | 1.8 | 27.75
667 | Metric Indicator Contact Point | M2.5 Thds, Carbide Tipped, Radius End Needle Contact, .480" Long, Ø.031" Dia Stem X .200" E.W.L. with Full .016" Spherical Radius Tip | 1.1 | 55.75
668 | AGD Indicator Contact Point | 4-40 Thds, Carbide Tipped, Flat Contact, Ø.250" Dia X .250" Long | 2 | 27.75
669 | Metric Indicator Contact Point | M2.5 Thds, Carbide Tipped, Flat End Needle Contact, 2.400" Long, Ø3.0mm Dia Stem X 2.100" E.W.L. | 1e-05 | 38
670-375 | AGD Indicator Roller Contact Point | 4-48 Thds with Locknut, Flat Roller Contact, .563" Long, Ø.375" Diameter X .156" Wide Precision High Speed Bearing (ABEC 3 or better) Side Mounted on Shoulder Screw | 5.8 | 124
670-500 | AGD Indicator Roller Contact Point | 4-48 Thds with Locknut, Flat Roller Contact, .750" Long, Ø.500" Diameter X .197" Wide Precision High Speed Bearing (ABEC 3 or better) Side Mounted on Shouder Screw | 13.3 | 131.75
671-375 | Metric Indicator Roller Contact | M2.5 Thds with Locknut, Flat Roller Contact, .563" Long, Ø.375" Diameter X .156" Wide Precision High Speed Bearing (ABEC 3 or better) Side Mounted on Shoulder Screw | 5.8 | 124
671-500 | Metric Indicator Roller Contact | M2.5 Thds with Locknut, Flat Roller Contact, .750" Long, Ø.500" Diameter X .197" Wide Precision High Speed Bearing (ABEC 3 or better) Side Mounted on Shouder Screw | 13.3 | 131.75
673 | Metric Indicator Contact Point | M2.5 Thds, Carbide Tipped, Flat End Needle Contact, .480" Long with Ø.018" Dia Stem X .200" E.W.L. | 0.9 | 41
674 | Metric Indicator Contact Point | M2.5 Thds, Carbide Tipped, Flat End Needle Contact, .480" Long with Ø.031" Dia Stem X .200" E.W.L. | 1 | 38.25
675 | Metric Indicator Contact Point | M2.5 Thds, Carbide Tipped, Flat End Needle Contact, .780" Long with Ø.031" Dia Stem X .500" E.W.L. | 1 | 38.25
676 | Metric Indicator Contact Point | M2.5 Thds, Carbide Tipped, Flat End Needle Contact, .480" Long with Ø1.0mm Dia Stem X .200" E.W.L. | 1 | 36
677 | Metric Indicator Contact Point | M2.5 Thds, Carbide Tipped, Flat End Needle Contact, 1.280" Long with Ø1.0mm Dia Stem X 1.00" E.W.L. | 1 | 36
678 | Metric Indicator Contact Point | M2.5 Thds, Carbide Tipped, Flat End Needle Contact, 1.880" Long with Ø1.0mm Dia Stem X 1.600" E.W.L. | 1.4 | 39.75
679 | Metric Indicator Contact Point | M2.5 Thds, Carbide Tipped, Flat End Needle Contact, .500" Long with Ø1.5mm Dia Stem X .200" E.W.L. | 1.2 | 36
680 | Metric Indicator Contact Point | M2.5 Thds, Carbide Tipped, Radius End Needle Contact, .780" Long, Ø.031" Dia Stem X .500" E.W.L. with Full .016" Spherical Radius Tip | 1 | 55.75
682 | Metric Indicator Contact Point | M2.5 Thds, Carbide Tipped, Flat End Needle Contact, 1.900" Long with Ø1.5mm Dia Stem X 1.600" E.W.L. | 2.1 | 39.75
683 | Metric Indicator Contact Point | M2.5 Thds, Carbide Tipped, Flat End Needle Contact, .800" Long with Ø2.0mm Dia Stem X .500" E.W.L. | 1.7 | 36
684 | Metric Indicator Contact Point | M2.5 Thds, Carbide Tipped, Flat End Needle Contact, 1.900" Long with Ø2.0mm Dia Stem X 1.600" E.W.L. | 2.9 | 39.75
687 | Metric Indicator Contact Point | M2.5 Thds, Carbide Tipped, Flat End Needle Contact, 1.100" Long with Ø1.5mm Dia Stem X .800" E.W.L. | 1.5 | 36
688 | Metric Indicator Contact Point | M2.5 Thds, Carbide Tipped, Flat End Needle Contact, 1.280" Long with Ø.031" Dia Stem X 1.00" E.W.L. | 1.1 | 38.25
689 | Metric Indicator Contact Point | M2.5 Thds, Carbide Tipped, Flat End Needle Contact, 2.400" Long with Ø1.5mm Dia Stem X 2.100" E.W.L. | 2.4 | 46
690 | Metric Indicator Contact Point | M2.5 Thds, Carbide Tipped, Radius End Needle Contact, .480" Long, Ø1.0mm Dia Stem X .180" E.W.L. with Full .020" Spherical Radius Tip | 1.1 | 55.75
691 | Metric Indicator Contact Point | M2.5 Thds, Carbide Tipped, Radius End Needle Contact, 1.280" Long, Ø1.0mm Dia Stem X 1.000" E.W.L. with Full .020" Spherical Radius Tip | 1.2 | 55.75
692 | Metric Indicator Contact Point | M2.5 Thds, Carbide Tipped, Radius End Needle Contact, 1.880" Long, Ø1.0mm Dia Stem X 1.600" E.W.L. with Full .020" Spherical Radius Tip | 1.4 | 59.25
693 | Metric Indicator Contact Point | M2.5 Thds, Carbide Tipped, Radius End Needle Contact, .500" Long, Ø1.5mm Dia Stem X .200" E.W.L. with Full .030" Spherical Radius Tip | 1.2 | 55.75
694 | Metric Indicator Contact Point | M2.5 Thds, Carbide Tipped, Radius End Needle Contact, 1.900" Long, Ø1.5mm Dia Stem X 1.600" E.W.L. with Full .030" Spherical Radius Tip | 2.1 | 59.25
695 | Metric Indicator Contact Point | M2.5 Thds, Carbide Tipped, Radius End Needle Contact, .800" Long, Ø2.0mm Dia Stem X .500" E.W.L. with Full .040" Spherical Radius Tip | 1.6 | 55.75
696 | Metric Indicator Contact Point | M2.5 Thds, Carbide Tipped, Radius End Needle Contact, 1.900" Long, Ø2.0mm Dia Stem X 1.600" E.W.L. with Full .040" Spherical Radius Tip | 3 | 59.25
697 | Metric Indicator Contact Point | M2.5 Thds, Carbide Tipped, Radius End Needle Contact, 1.100" Long, Ø1.5mm Dia Stem X .800" E.W.L. with Full .030" Spherical Radius Tip | 1.6 | 55.75
698 | Metric Indicator Contact Point | M2.5 Thds, Carbide Tipped, Radius End Needle Contact, 1.280" Long, Ø.031" Dia Stem X 1.000" E.W.L. with Full .016" Spherical Radius Tip | 1.1 | 55.75
699 | Metric Indicator Contact Point | M2.5 Thds, Carbide Tipped, Radius End Needle Contact, 2.400" Long, Ø1.5mm Dia Stem X 2.100" E.W.L. with Full .030" Spherical Radius Tip | 2.4 | 65.5
70050103 | Diamond Contact Point | 5-40 Thds, Diamond Insert Tip with .125" Spherical Radius, Ø7/32" Knurled Body Dia X 7/32" Long | 1.1 | 384.5
708 | CMM Replacement Cylinder Stylus | M2 Thds, 10.0mm Range Length, Parallel Hemispherical Tipped Carbide Cylinder Stylus; Ø.3mm Cylinder Diameter X 3.0mm Long | 0.3 | 108
709 | CMM Replacement Cylinder Stylus | M2 Thds, 15.0mm Range Length, Parallel Hemispherical Tipped Carbide Cylinder Stylus; Ø.5mm Cylinder Diameter X 8.0mm Long | 0.4 | 96
710-20 | CMM Replacement Cylinder Stylus | M2 Thds, 20.5mm Range Length, Parallel Hemispherical Tipped Steel Cylinder Stylus; Ø1.0mm Cylinder Diameter X 14.15mm Long | 0.4 | 41
710-20C | CMM Replacement Cylinder Stylus | M2 Thds, 20.5mm Range Length, Parallel Hemispherical Tipped Carbide Cylinder Stylus; Ø1.0mm Cylinder Diameter X 14.15mm Long | 0.5 | 60
710-40 | CMM Replacement Cylinder Stylus | M2 Thds, 40.5mm Range Length, Parallel Hemispherical Tipped Steel Cylinder Stylus; Ø1.0mm Cylinder Diameter X 34.15mm Long | 0.5 | 41
710-40C | CMM Replacement Cylinder Stylus | M2 Thds, 40.5mm Range Length, Parallel Hemispherical Tipped Carbide Cylinder Stylus; Ø1.0mm Cylinder Diameter X 34.15mm Long | 0.7 | 60
711-20 | CMM Replacement Cylinder Stylus | M2 Thds, 20.75mm Range Length, Parallel Hemispherical Tipped Steel Cylinder Stylus; Ø1.5mm Cylinder Diameter X 14.4mm Long | 0.5 | 41
711-20C | CMM Replacement Cylinder Stylus | M2 Thds, 20.75mm Range Length, Parallel Hemispherical Tipped Carbide Cylinder Stylus; Ø1.5mm Cylinder Diameter X 14.4mm Long | 0.8 | 60
711-40 | CMM Replacement Cylinder Stylus | M2 Thds, 40.75mm Range Length, Parallel Hemispherical Tipped Steel Cylinder Stylus; Ø1.5mm Cylinder Diameter X 34.4mm Long | 0.8 | 41
711-40C | CMM Replacement Cylinder Stylus | M2 Thds, 40.75mm Range Length, Parallel Hemispherical Tipped Carbide Cylinder Stylus; Ø1.5mm Cylinder Diameter X 34.4mm Long | 1.3 | 60
712-20 | CMM Replacement Cylinder Stylus | M2 Thds, 21.0mm Range Length, Parallel Hemispherical Tipped Steel Cylinder Stylus; Ø2.0mm Cylinder Diameter X 14.65mm Long | 0.7 | 41
712-20C | CMM Replacement Cylinder Stylus | M2 Thds, 21.0mm Range Length, Parallel Hemispherical Tipped Carbide Cylinder Stylus; Ø2.0mm Cylinder Diameter X 14.65mm Long | 1.1 | 60
712-40 | CMM Replacement Cylinder Stylus | M2 Thds, 41.0mm Range Length, Parallel Hemispherical Tipped Steel Cylinder Stylus; Ø2.0mm Cylinder Diameter X 34.65mm Long | 1.2 | 41
712-40C | CMM Replacement Cylinder Stylus | M2 Thds, 41.0mm Range Length, Parallel Hemispherical Tipped Carbide Cylinder Stylus; Ø2.0mm Cylinder Diameter X 34.65mm Long | 2 | 60
714-20C | CMM Replacement Cylinder Stylus | M2 Thds, 20.0mm Range Length, Precision Ball Tipped Carbide Cylinder Stylus; Ø1.0mm Carbide Ball on Ø1.0mm Carbide Shaft X 13.65mm E.W.L., Ball & Shaft Ground Concentric and to Size within ±.0001" | 0.5 | 185
714-40C | CMM Replacement Cylinder Stylus | M2 Thds, 40.0mm Range Length, Precision Ball Tipped Carbide Cylinder Stylus; Ø1.0mm Carbide Ball on Ø1.0mm Carbide Shaft X 33.65mm E.W.L., Ball & Shaft Ground Concentric and to Size within ±.0001" | 0.8 | 228
715-20C | CMM Replacement Cylinder Stylus | M2 Thds, 20.0mm Range Length, Precision Ball Tipped Carbide Cylinder Stylus; Ø1.5mm Carbide Ball on Ø1.5mm Carbide Shaft X 13.65mm E.W.L., Ball & Shaft Ground Concentric and to Size within ±.0001" | 0.8 | 179
715-40C | CMM Replacement Cylinder Stylus | M2 Thds, 40.0mm Range Length, Precision Ball Tipped Carbide Cylinder Stylus; Ø1.5mm Carbide Ball on Ø1.5mm Carbide Shaft X 33.65mm E.W.L., Ball & Shaft Ground Concentric and to Size within ±.0001" | 1.3 | 197.5
716-20C | CMM Replacement Cylinder Stylus | M2 Thds, 20.0mm Range Length, Precision Ball Tipped Carbide Cylinder Stylus; Ø2.0mm Carbide Ball on Ø2.0mm Carbide Shaft X 13.65mm E.W.L., Ball & Shaft Ground Concentric and to Size within ±.0001" | 1.2 | 160.5
716-40C | CMM Replacement Cylinder Stylus | M2 Thds, 40.0mm Range Length, Precision Ball Tipped Carbide Cylinder Stylus; Ø2.0mm Carbide Ball on Ø2.0mm Carbide Shaft X 33.65mm E.W.L., Ball & Shaft Ground Concentric and to Size within ±.0001" | 2.1 | 179
717 | CMM Replacement Cylinder Stylus | M2 Thds, 35.5mm Range Length, Parallel Hemispherical Tipped Carbide Cylinder Stylus; Ø1.0mm Cylinder Diameter X 29.15mm Long | 0.7 | 60
718 | CMM Replacement Cylinder Stylus | M2 Thds, 15.8mm Range Length, Parallel Hemispherical Tipped Carbide Cylinder Stylus; Ø1.5mm Cylinder Diameter X 9.45mm Long | 0.6 | 60
719 | CMM Replacement Cylinder Stylus | M2 Thds, 16.0mm Range Length, Parallel Hemispherical Tipped Carbide Cylinder Stylus; Ø2.0mm Cylinder Diameter X 9.65mm Long | 0.9 | 60
720 | CMM Replacement Cylinder Stylus | M2 Thds, 22.5mm Range Length, Parallel Hemispherical Tipped Carbide Cylinder Stylus; Ø3.0mm Cylinder Diameter X 17.0mm Long | 2 | 78
729 | Replacement Tool Setting Cylinder Stylus | Ø3.95mm Mounting Shank, 23.0mm Range Length, Ø12.70mm Diameter X 8.0mm Long Flat Ended Carbide Cylinder on Ø5.0mm Steel Stem; For Renishaw TS27R Tool Setting Probe | 12.9 | 90
798-3R | CMM Replacement Stylus | M2 Thds, 30.0mm Range Length, Ø3.0mm Ruby Ball on Ø2.0mm Ceramic Stem X 22.5mm E.W.L. | 0.7 | 45
798-4R | CMM Replacement Stylus | M2 Thds, 30.0mm Range Length, Ø4.0mm Ruby Ball on Ø2.0mm Ceramic Stem X 22.5mm E.W.L. | 0.6 | 47
798-5R | CMM Replacement Stylus | M2 Thds, 30.0mm Range Length, Ø5.0mm Ruby Ball on Ø2.36mm Ceramic Stem X 23.7mm E.W.L. | 1 | 50
798-6R | CMM Replacement Stylus | M2 Thds, 30.0mm Range Length, Ø6.0mm Ruby Ball on Ø2.36mm Ceramic Stem X 23.7mm E.W.L. | 1.2 | 52
799-1R | CMM Replacement Stylus | M2 Thds, 27.5mm Range Length, Ø1.0mm Ruby Ball on Ø.79mm Carbide Stem X 20.5mm E.W.L. | 0.5 | 49.75
801-1.5R | CMM Replacement Stylus | M2 Thds, 30.0mm Range Length, Ø1.5mm Ruby Ball on Ø1.0mm Carbide Stem X 25.0mm E.W.L. | 0.6 | 38
801-1R | CMM Replacement Stylus | M2 Thds, 30.0mm Range Length, Ø1.0mm Ruby Ball on Ø.79mm Carbide Stem X 25.0mm E.W.L. | 0.5 | 49.75
801-2.5R | CMM Replacement Stylus | M2 Thds, 30.0mm Range Length, Ø2.5mm Ruby Ball on Ø1.5mm Carbide Stem X 25.0mm E.W.L. | 1.5 | 42
801-2R | CMM Replacement Stylus | M2 Thds, 30.0mm Range Length, Ø2.0mm Ruby Ball on Ø1.5mm Carbide Stem X 25.0mm E.W.L. | 0.9 | 42
801-3R | CMM Replacement Stylus | M2 Thds, 30.0mm Range Length, Ø3.0mm Ruby Ball on Ø2.0mm Carbide Stem X 25.0mm E.W.L. | 1.5 | 42
801-4R | CMM Replacement Stylus | M2 Thds, 30.0mm Range Length, Ø4.0mm Ruby Ball on Ø2.0mm Carbide Stem X 25.0mm E.W.L. | 1.6 | 42
801-5R | CMM Replacement Stylus | M2 Thds, 30.0mm Range Length, Ø5.0mm Ruby Ball on Ø2.36mm Carbide Stem X 23.7mm E.W.L. | 2.1 | 48
802-2.5R | CMM Replacement Stylus | M2 Thds, 40.0mm Range Length, Ø2.5mm Ruby Ball on Ø2.0mm Carbide Stem X 35.0mm E.W.L. | 1.9 | 42
802-2R | CMM Replacement Stylus | M2 Thds, 40.0mm Range Length, Ø2.0mm Ruby Ball on Ø1.5mm Carbide Stem X 35.0mm E.W.L. | 1.2 | 42
802-3R | CMM Replacement Stylus | M2 Thds, 40.0mm Range Length, Ø3.0mm Ruby Ball on Ø2.0mm Carbide Stem X 35.0mm E.W.L. | 1.9 | 42
802-4R | CMM Replacement Stylus | M2 Thds, 40.0mm Range Length, Ø4.0mm Ruby Ball on Ø2.0mm Carbide Stem X 35.0mm E.W.L. | 2 | 42
802-5R | CMM Replacement Stylus | M2 Thds, 40.0mm Range Length, Ø5.0mm Ruby Ball on Ø2.36mm Carbide Stem X 33.7mm E.W.L. | 2.8 | 48
803-2R | CMM Replacement Stylus | M2 Thds, 50.0mm Range Length, Ø2.0mm Ruby Ball on Ø1.5mm Carbide Stem X 45.0mm E.W.L. | 1e-05 | 42
803-3R | CMM Replacement Stylus | M2 Thds, 50.0mm Range Length, Ø3.0mm Ruby Ball on Ø2.0mm Carbide Stem X 45.0mm E.W.L. | 2.3 | 42
803-4R | CMM Replacement Stylus | M2 Thds, 50.0mm Range Length, Ø4.0mm Ruby Ball on Ø2.0mm Carbide Stem X 45.0mm E.W.L. | 2.5 | 42
803-5R | CMM Replacement Stylus | M2 Thds, 50.0mm Range Length, Ø5.0mm Ruby Ball on Ø2.36mm Carbide Stem X 43.7mm E.W.L. | 3.4 | 48
804-3R | CMM Replacement Stylus | M2 Thds, 50.0mm Range Length, Ø3.0mm Ruby Ball on Ø2.36mm Ceramic Stem X 45.0mm E.W.L. | 1.1 | 50
804-3R-2CS | CMM Replacement Stylus | M2 Thds, 50.0mm Range Length, Ø3.0mm Ruby Ball on Ø2.0mm Ceramic Stem X 42.5mm E.W.L. | 1 | 50
804-4R | CMM Replacement Stylus | M2 Thds, 50.0mm Range Length, Ø4.0mm Ruby Ball on Ø2.36mm Ceramic Stem X 43.7mm E.W.L. | 1.1 | 52
804-4R-2CS | CMM Replacement Stylus | M2 Thds, 50.0mm Range Length, Ø4.0mm Ruby Ball on Ø2.0mm Ceramic Stem X 42.5mm E.W.L. | 1 | 52
804-5R | CMM Replacement Stylus | M2 Thds, 50.0mm Range Length, Ø5.0mm Ruby Ball on Ø2.36mm Ceramic Stem X 43.7mm E.W.L. | 1.3 | 50
804-6R | CMM Replacement Stylus | M2 Thds, 50.0mm Range Length, Ø6.0mm Ruby Ball on Ø2.36mm Ceramic Stem X 43.7mm E.W.L. | 1.4 | 55
805-1.5R | CMM Replacement Stylus | M3 Thds, 30.0mm Range Length, Ø1.5mm Ruby Ball on Ø1.0mm Carbide Stem X 22.5mm E.W.L. | 0.9 | 42
805-2.5R | CMM Replacement Stylus | M3 Thds, 30.0mm Range Length, Ø2.5mm Ruby Ball on Ø2.0mm Carbide Stem X 22.5mm E.W.L. | 1.7 | 42
805-2R | CMM Replacement Stylus | M3 Thds, 30.0mm Range Length, Ø2.0mm Ruby Ball on Ø1.5mm Carbide Stem X 22.5mm E.W.L. | 1.2 | 42
805-3R | CMM Replacement Stylus | M3 Thds, 30.0mm Range Length, Ø3.0mm Ruby Ball on Ø2.0mm Carbide Stem X 22.5mm E.W.L. | 1.7 | 42
806-2.5R | CMM Replacement Stylus | M3 Thds, 40.0mm Range Length, Ø2.5mm Ruby Ball on Ø2.0mm Carbide Stem X 32.5mm E.W.L. | 2.2 | 42
806-2R | CMM Replacement Stylus | M3 Thds, 40.0mm Range Length, Ø2.0mm Ruby Ball on Ø1.5mm Carbide Stem X 32.5mm E.W.L. | 1.5 | 42
806-3R | CMM Replacement Stylus | M3 Thds, 40.0mm Range Length, Ø3.0mm Ruby Ball on Ø2.0mm Carbide Stem X 32.5mm E.W.L. | 2.2 | 42
806-4R | CMM Replacement Stylus | M3 Thds, 40.0mm Range Length, Ø4.0mm Ruby Ball on Ø2.0mm Carbide Stem X 32.5mm E.W.L. | 2.3 | 42
806-5R | CMM Replacement Stylus | M3 Thds, 40.0mm Range Length, Ø5.0mm Ruby Ball on Ø2.36mm Carbide Stem X 32.5mm E.W.L. | 3 | 50
807-2R | CMM Replacement Stylus | M3 Thds, 50.0mm Range Length, Ø2.0mm Ruby Ball on Ø1.5mm Carbide Stem X 45.0mm E.W.L. | 1e-05 | 46
807-3R | CMM Replacement Stylus | M3 Thds, 50.0mm Range Length, Ø3.0mm Ruby Ball on Ø2.0mm Carbide Stem X 42.5mm E.W.L. | 2.69 | 48
807-4R | CMM Replacement Stylus | M3 Thds, 50.0mm Range Length, Ø4.0mm Ruby Ball on Ø2.0mm Carbide Stem X 42.5mm E.W.L. | 2.7 | 50
807-5R | CMM Replacement Stylus | M3 Thds, 50.0mm Range Length, Ø5.0mm Ruby Ball on Ø2.36mm Carbide Stem X 42.5mm E.W.L. | 3.6 | 52
808-3R | CMM Replacement Stylus | M3 Thds, 50.0mm Range Length, Ø3.0mm Ruby Ball on Ø2.36mm Ceramic Stem X 42.5mm E.W.L. | 1.3 | 50
808-3R-2CS | CMM Replacement Stylus | M3 Thds, 50.0mm Range Length, Ø3.0mm Ruby Ball on Ø2.0mm Ceramic Stem X 42.5mm E.W.L. | 1.2 | 50
808-4R | CMM Replacement Stylus | M3 Thds, 50.0mm Range Length, Ø4.0mm Ruby Ball on Ø2.36mm Ceramic Stem X 42.5mm E.W.L. | 1.4 | 52
808-4R-2CS | CMM Replacement Stylus | M3 Thds, 50.0mm Range Length, Ø4.0mm Ruby Ball on Ø2.0mm Ceramic Stem X 42.5mm E.W.L. | 1.2 | 52
808-5R | CMM Replacement Stylus | M3 Thds, 50.0mm Range Length, Ø5.0mm Ruby Ball on Ø2.36mm Ceramic Stem X 42.5mm E.W.L. | 1.5 | 54
809 | CMM Replacement Star Stylus | M3 Thds, 5 Way Adjustable Star Stylus, 30.0mm Working Diameter with Ø2.0mm Ruby Styli | 3.5 | 138
809C | CMM Replacement Stylus | M3 Thds, 20.0mm Range Length, Ø2.0mm Ruby Ball on Ø1.4mm Steel Stem X 10.0mm E.W.L., Extended Threads, Center Stylus for Carbide Probes Part No. 809 (Star Stylus) | 0.9 | 40.25
810 | CMM Replacement Star Stylus | M3 Thds, 5 Way Adjustable Star Stylus, 50.0mm Working Diameter with Ø2.0mm Ruby Styli | 4.9 | 138
810C | CMM Replacement Stylus | M3 Thds, 30.0mm Range Length, Ø2.0mm Ruby Ball on Ø1.4mm Steel Stem X 10.0mm E.W.L., Extended Threads, Center Stylus for Carbide Probes Part No. 810 (Star Stylus) | 1.4 | 42.5
811-3R | CMM Replacement Stylus | M4 Thds, 50.0mm Range Length, Ø3.0mm Ruby Ball on Ø2.0mm Ceramic Stem X 40.0mm E.W.L. | 2.5 | 50
811-4R | CMM Replacement Stylus | M4 Thds, 50.0mm Range Length, Ø4.0mm Ruby Ball on Ø3.2mm Ceramic Stem X 33.5mm E.W.L. | 4.7 | 52
811-5 | CMM Replacement Stylus | M4 Thds, 50.0mm Range Length, Ø5.0mm Carbide Ball on Ø3.95mm Ceramic Stem X 33.5mm E.W.L. | 5.9 | 43.75
811-5R | CMM Replacement Stylus | M4 Thds, 50.0mm Range Length, Ø5.0mm Ruby Ball on Ø3.95mm Ceramic Stem X 33.5mm E.W.L. | 5.3 | 54
811-5R-SS | CMM Replacement Stylus | M4 Thds, 50.0mm Range Length, Ø5.0mm Ruby Ball on Ø4.5mm Stainless Steel Stem X 33.5mm E.W.L. | 8.5 | 45.25
811-5-SS | CMM Replacement Stylus | M4 Thds, 50.0mm Range Length, Ø5.0mm Carbide Ball on Ø3.81mm Stainless Steel Stem X 33.5mm E.W.L. [Stylus is Electrically Conductive - Resistance is less than 0.1 Ohms - Compatible for use in Job Contact or Electrical Discharge Machining EDM Touch Probe Applications] | 7.2 | 41.5
811-6 | CMM Replacement Stylus | M4 Thds, 50.0mm Range Length, Ø6.0mm Carbide Ball on Ø4.75mm Ceramic Stem X 33.5mm E.W.L. | 7.3 | 47.5
811-6R | CMM Replacement Stylus | M4 Thds, 50.0mm Range Length, Ø6.0mm Ruby Ball on Ø4.75mm Ceramic Stem X 33.5mm E.W.L. | 6.1 | 56
811-6-SS | CMM Replacement Stylus | M4 Thds, 50.0mm Range Length, Ø6.0mm Carbide Ball on Ø4.5mm Stainless Steel Stem X 33.5mm E.W.L. [Stylus is Electrically Conductive - Resistance is less than 0.1 Ohms - Compatible for use in Job Contact or Electrical Discharge Machining EDM Touch Probe Applications] | 9.8 | 41
811-8R | CMM Replacement Stylus | M4 Thds, 50.0mm Range Length, Ø8.0mm Ruby Ball on Ø4.75mm Ceramic Stem X 35.5mm E.W.L. | 6.6 | 90.25
811-L6R | CMM Replacement Stylus | M4 Thds, 50.0mm Range Length, Ø6.0mm Ruby Ball on Ø4.75mm Ceramic Stem X 33.5mm E.W.L., Extended Threads, Center Stylus for Carbide Probes Part No. 850 (Adjustable Star Center) | 7.6 | 68.5
812-5 | CMM Replacement Stylus | M4 Thds, 100.0mm Range Length, Ø5.0mm Carbide Ball on Ø3.95mm Ceramic Stem X 83.5mm E.W.L. | 8 | 47.5
812-5R | CMM Replacement Stylus | M4 Thds, 100.0mm Range Length, Ø5.0mm Ruby Ball on Ø3.95mm Ceramic Stem X 83.5mm E.W.L. | 6.9 | 56
812-5R-SS | CMM Replacement Stylus | M4 Thds, 100.0mm Range Length, Ø5.0mm Ruby Ball on Ø4.5mm Stainless Steel Stem X 83.2mm E.W.L. | 14.7 | 47.5
812-5-SS | CMM Replacement Stylus | M4 Thds, 100.0mm Range Length, Ø5.0mm Carbide Ball on Ø4.5mm Stainless Steel Stem X 83.2mm E.W.L. [Stylus is Electrically Conductive - Resistance is less than 0.1 Ohms - Compatible for use in Job Contact or Electrical Discharge Machining EDM Touch Probe Applications] | 15.5 | 44.5
812-6 | CMM Replacement Stylus | M4 Thds, 100.0mm Range Length, Ø6.0mm Carbide Ball on Ø4.75mm Ceramic Stem X 83.5mm E.W.L. | 9.6 | 49.75
812-6R | CMM Replacement Stylus | M4 Thds, 100.0mm Range Length, Ø6.0mm Ruby Ball on Ø4.75mm Ceramic Stem X 83.5mm E.W.L. | 8.8 | 58
812-6-SS | CMM Replacement Stylus | M4 Thds, 100.0mm Range Length, Ø6.0mm Carbide Ball on Ø4.5mm Stainless Steel Stem X 83.2mm E.W.L. [Stylus is Electrically Conductive - Resistance is less than 0.1 Ohms - Compatible for use in Job Contact or Electrical Discharge Machining EDM Touch Probe Applications] | 16.1 | 43
812-8R | CMM Replacement Stylus | M4 Thds, 100.0mm Range Length, Ø8.0mm Ruby Ball on Ø4.75mm Ceramic Stem X 83.5mm E.W.L. | 9.36 | 96
812-L6R | CMM Replacement Stylus | M4 Thds, 100.0mm Range Length, Ø6.0mm Ruby Ball on Ø4.75mm Ceramic Stem X 83.5mm E.W.L., Extended Threads, Center Stylus for Carbide Probes Part No. 850 (Adjustable Star Center) | 10.1 | 72
813 | CMM Replacement Disc Stylus | Hardened Steel Disk, M2 Thds, Ø18.0mm Spherical Dia. X 1.5mm Disk Depth with Ø1.0mm Ruby Rollets X 2.0mm Span, 7.5mm Range Length | 4 | 85
814 | CMM Replacement Disc Stylus | Hardened Steel Disk, M2 Thds, Ø25.0mm Spherical Dia. X 1.5mm Disk Depth with Ø1.0mm Ruby Rollets X 2.0mm Span, 7.5mm Range Length | 6.5 | 85
815R | CMM Replacement Cylinder Stylus | M2 Thds, 15.5mm Range Length, Parallel Hemispherical Tipped Ruby Cylinder Stylus; Ø1.0mm Cylinder Diameter X 8.5mm Long | 0.4 | 108
816R | CMM Replacement Cylinder Stylus | M2 Thds, 15.75mm Range Length, Parallel Hemispherical Tipped Ruby Cylinder Stylus; Ø1.5mm Cylinder Diameter X 8.75mm Long | 0.4 | 98
817R | CMM Replacement Cylinder Stylus | M2 Thds, 22.0mm Range Length, Parallel Hemispherical Tipped Ruby Cylinder Stylus; Ø4.0mm Cylinder Diameter X 10.0mm Long | 1.1 | 110
818 | CMM Replacement Star Stylus Center | M4 Thds, 5 Way Adjustable Star Stylus Center, 15.0mm Span X 18.0mm Long | 11.9 | 66
818CP | CMM Replacement Star Stylus Post | M4 Thds, Center Post Only for Carbide Probes Part No. 818 (5 Way Adjustable Star Stylus Center) | 3.1 | 25.25
819 | CMM Replacement Star Stylus Center | M2 Thds, 4 Way Adjustable Star Stylus Center, 7.5mm Span X 7.5mm Long | 1.2 | 60
819CP | CMM Replacement Star Stylus Post | M2 Thds, Replacement Center Post for Carbide Probes Part Numbers 819 (Star Stylus Center) | 0.3 | 19.25
820-5 | CMM Replacement Stylus | M4 Thds, 150.0mm Range Length, Ø5.0mm Carbide Ball on Ø3.95mm Ceramic Stem X 133.5mm E.W.L. | 9.1 | 58.25
820-5R | CMM Replacement Stylus | M4 Thds, 150.0mm Range Length, Ø5.0mm Ruby Ball on Ø3.95mm Ceramic Stem X 133.5mm E.W.L. | 8.3 | 62
820-5R-SS | CMM Replacement Stylus | M4 Thds, 150.0mm Range Length, Ø5.0mm Ruby Ball on Ø4.5mm Stainless Steel Stem X 133mm E.W.L. | 21 | 56.5
820-5-SS | CMM Replacement Stylus | M4 Thds, 150.0mm Range Length, Ø5.0mm Carbide Ball on Ø4.5mm Stainless Steel Stem X 133.5mm E.W.L. [Stylus is Electrically Conductive - Resistance is less than 0.1 Ohms - Compatible for use in Job Contact or Electrical Discharge Machining EDM Touch Probe Applications] | 21.7 | 52.75
820-6 | CMM Replacement Stylus | M4 Thds, 150.0mm Range Length, Ø6.0mm Carbide Ball on Ø4.75mm Ceramic Stem X 133.5mm E.W.L. | 12.7 | 62
820-6R | CMM Replacement Stylus | M4 Thds, 150.0mm Range Length, Ø6.0mm Ruby Ball on Ø4.75mm Ceramic Stem X 133.5mm E.W.L. | 11.6 | 70
820-8R | CMM Replacement Stylus | M4 Thds, 150.0mm Range Length, Ø8.0mm Ruby Ball on Ø4.75mm Ceramic Stem X 133.5mm E.W.L. | 12.1 | 110
820-L6R | CMM Replacement Stylus | M4 Thds, 150.0mm Range Length, Ø6.0mm Ruby Ball on Ø4.75mm Ceramic Stem X 133.5mm E.W.L., Extended Threads, Center Stylus for Carbide Probes Part No. 850 (Adjustable Star Center) | 12.8 | 66
821-5 | CMM Replacement Stylus | M4 Thds, 75.0mm Range Length, Ø5.0mm Carbide Ball on Ø3.95mm Ceramic Stem X 58.5mm E.W.L. | 7 | 46
821-5R | CMM Replacement Stylus | M4 Thds, 75.0mm Range Length, Ø5.0mm Ruby Ball on Ø3.95mm Ceramic Stem X 58.5mm E.W.L. | 6 | 54
821-5R-SS | CMM Replacement Stylus | M4 Thds, 75.0mm Range Length, Ø5.0mm Ruby Ball on Ø4.5mm Stainless Steel Stem X 58.5mm E.W.L. | 11.6 | 46
821-5-SS | CMM Replacement Stylus | M4 Thds, 75.0mm Range Length, Ø5.0mm Carbide Ball on Ø4.5mm Stainless Steel Stem X 58.5mm E.W.L. [Stylus is Electrically Conductive - Resistance is less than 0.1 Ohms - Compatible for use in Job Contact or Electrical Discharge Machining EDM Touch Probe Applications] | 12.3 | 42.25
821-6 | CMM Replacement Stylus | M4 Thds, 75.0mm Range Length, Ø6.0mm Carbide Ball on Ø4.75mm Ceramic Stem X 58.5mm E.W.L. | 8.7 | 48.75
821-6R | CMM Replacement Stylus | M4 Thds, 75.0mm Range Length, Ø6.0mm Ruby Ball on Ø4.75mm Ceramic Stem X 58.5mm E.W.L. | 7.2 | 56
821-6-SS | CMM Replacement Stylus | M4 Thds, 75.0mm Range Length, Ø6.0mm Carbide Ball on Ø4.5mm Stainless Steel Stem X 58.5mm E.W.L. [Stylus is Electrically Conductive - Resistance is less than 0.1 Ohms - Compatible for use in Job Contact or Electrical Discharge Machining EDM Touch Probe Applications] | 13 | 42
821-8R | CMM Replacement Stylus | M4 Thds, 75.0mm Range Length, Ø8.0mm Ruby Ball on Ø4.75mm Ceramic Stem X 58.5mm E.W.L. | 7.8 | 94
823-E10 | CMM Replacement Stylus Extension | Steel Extension; M4 Thds, Ø7.0mm Diameter X 10.0mm Long | 2.5 | 18
823-E12.7 | CMM Replacement Stylus Extension | Steel Extension; M4 Thds, Ø7.0mm Diameter X 12.7mm Long | 3.4 | 18
823-E15 | CMM Replacement Stylus Extension | Steel Extension; M4 Thds, Ø7.0mm Diameter X 15.0mm Long | 3.7 | 18
823-E20 | CMM Replacement Stylus Extension | Steel Extension; M4 Thds, Ø7.0mm Diameter X 20.0mm Long | 5.3 | 19
823-E30 | CMM Replacement Stylus Extension | Steel Extension; M4 Thds, Ø7.0mm Diameter X 30.0mm Long | 8.1 | 19
823-E50 | CMM Replacement Stylus Extension | Steel Extension; M4 Thds, Ø7.0mm Diameter X 50.0mm Long | 14.4 | 22
823-EC100 | CMM Replacement Stylus Extension | Ceramic Extension; M4 Thds, Ø7.0mm Diameter X 100.0mm Long | 11.9 | 62
823-EC30 | CMM Replacement Stylus Extension | Ceramic Extension; M4 Thds, Ø7.0mm Diameter X 30.0mm Long | 5.4 | 50
823-EC50 | CMM Replacement Stylus Extension | Ceramic Extension; M4 Thds, Ø7.0mm Diameter X 50.0mm Long | 7.2 | 55
824-E20 | CMM Replacement Stylus Adaptor | Steel Extension Adaptor - M4 Male Threads to M3 Female Threads, Ø7.0mm Body Diameter Stepped to Ø4.0mm Shaft Diameter X 20.0mm Long | 2.8 | 20.5
824-EC100 | CMM Replacement Stylus Adaptor | Ceramic Extension Adaptor - M4 Male Threads to M3 Female Threads, Ø7.0mm Body Diameter Stepped to Ø4.0mm Shaft Diameter X 100.0mm Long | 8.3 | 62
824-EC50 | CMM Replacement Stylus Adaptor | Ceramic Extension Adaptor - M4 Male Threads to M3 Female Threads, Ø7.0mm Body Diameter Stepped to Ø4.0mm Shaft Diameter X 50.0mm Long | 5.7 | 55
824-EC75 | CMM Replacement Stylus Adaptor | Ceramic Extension Adaptor - M4 Male Threads to M3 Female Threads, Ø7.0mm Body Diameter Stepped to Ø4.0mm Shaft Diameter X 75.0mm Long | 6.9 | 58.5
825-E20 | CMM Replacement Stylus Adaptor | Steel Extension Adaptor - M4 Male Threads to M2 Female Threads X 20.0mm Long | 2.6 | 18.75
826 | CMM Replacement Disc Stylus | Hardened Steel Disk, M2 Thds, Ø18.0mm Spherical Dia. X 0.8mm Disk Depth, 1.4mm Range Length | 1.6 | 99
827 | CMM Replacement Disc Stylus | Hardened Steel Disk, M2 Thds, Ø6.0mm Spherical Dia. X 0.8mm Disk Depth, 10mm Range Length | 0.5 | 93
828 | CMM Replacement Disc Stylus | Hardened Steel Disk, M2 Thds, Ø10.0mm Spherical Dia. X 0.8mm Disk Depth, 20.0mm Range Length | 1 | 99
829 | CMM Replacement Disc Stylus | Hardened Steel Disk, M2 Thds, Ø12.0mm Spherical Dia. X 0.8mm Disk Depth, 20.0mm Range Length | 1.3 | 111
830 | CMM Replacement Star Stylus | M2 Thds, 4 Way Adjustable Star Stylus with Center Post, 10.0mm Working Diameter with Ø1.0mm Ruby Styli | 0.8 | 135
830-.5R | CMM Replacement Star Stylus | M2 Thds, 4 Way Adjustable Star Stylus with Center Post, 10.0mm Working Diameter with Ø.5mm Ruby Styli | 0.8 | 236.5
830-.5RCS | CMM Replacement Stylus | M2 Thds, 8.5mm Range Length, Ø.5mm Ruby Ball on Ø.38mm Carbide Stem X 2.5mm E.W.L., Extended Threads, Can be used as Common Center Stylus for Carbide Probes Part Numbers 830 & 860 Series Star Styli in Place of Center Post; and is Compatible with Part Numbers 278 & 819, (Adjustable Stylus Centers) | 0.3 | 105.25
830-1RCS | CMM Replacement Stylus | M2 Thds, 8.5mm Range Length, Ø1.0mm Ruby Ball on Ø.79mm Carbide Stem X 3.5mm E.W.L., Extended Threads, Can be used as Common Center Stylus for Carbide Probes Part Numbers 830 & 860 Series Star Styli in Place of Center Post; and is Compatible with Part Numbers 278 & 819, (Adjustable Stylus Centers) | 0.3 | 52.25
830CP | CMM Replacement Star Stylus Post | M2 Thds, Center Post Only for Carbide Probes Part No. 830 (Star Probe) - FOR OLD STYLE/DESIGN PRIOR TO 2017/06/01 REVISION | 0.3 | 19.25
831 | CMM Replacement Disc Stylus | Hardened Steel Disk, M2 Thds, Ø5.0mm Spherical Dia. X 0.5mm Disk Depth, 15.0mm Range Length | 0.5 | 99
832 | CMM Replacement Disc Stylus | Hardened Steel Disk, M2 Thds, Ø8.0mm Spherical Dia. X 0.5mm Disk Depth, 20.0mm Range Length | 0.8 | 105.25
833 | CMM Replacement Disc Stylus | Hardened Steel Disk, M2 Thds, Ø10.0mm Spherical Dia. X 0.5mm Disk Depth, 20.0mm Range Length | 0.9 | 117.25
834 | CMM Replacement Disc Stylus | Hardened Steel Disk, M2 Thds, Ø18.0mm Spherical Dia. X 0.5mm Disk Depth, 1.4mm Range Length | 1 | 129.75
835 | CMM Replacement Disc Stylus | Hardened Steel Disk, M2 Thds, Ø3.5mm Spherical Dia. X 0.38mm Disk Depth, 15.0mm Range Length | 1e-05 | 110
836 | CMM Replacement Disc Stylus | Hardened Steel Disk, M2 Thds, Ø4.0mm Spherical Dia. X 0.38mm Disk Depth, 15.0mm Range Length | 0.4 | 108
837 | CMM Replacement Disc Stylus | Hardened Steel Disk, M2 Thds, Ø5.0mm Spherical Dia. X 0.38mm Disk Depth, 15.0mm Range Length | 1e-05 | 105
838 | CMM Replacement Disc Stylus | Hardened Steel Disk, M2 Thds, Ø6.0mm Spherical Dia. X 0.45mm Disk Depth, 20.0mm Range Length | 1e-05 | 106
840-1 | CMM Replacement Stylus | M4 Thds, 20.0mm Range Length, Ø1.0mm Carbide Ball on Ø.76mm Steel Stem X 5.0mm E.W.L. [Stylus is Electrically Conductive - Resistance is less than 0.1 Ohms - Compatible for use in Job Contact or Electrical Discharge Machining EDM Touch Probe Applications] | 2.4 | 33
840-1L | CMM Replacement Stylus | M4 Thds, 20.0mm Range Length, Ø1.0mm Carbide Ball on Ø.79mm Carbide Stem X 10.0mm E.W.L. [Stylus is Electrically Conductive - Resistance is less than 0.1 Ohms - Compatible for use in Job Contact or Electrical Discharge Machining EDM Touch Probe Applications] | 2 | 53.25
840-1R | CMM Replacement Stylus | M4 Thds, 20.0mm Range Length, Ø1.0mm Ruby Ball on Ø.76mm Steel Stem X 5.0mm E.W.L. | 2.4 | 36.5
840-1RL | CMM Replacement Stylus | M4 Thds, 20.0mm Range Length, Ø1.0mm Ruby Ball on Ø.79mm Carbide Stem X 10.0mm E.W.L. | 2 | 57.75
840-2 | CMM Replacement Stylus | M4 Thds, 20.0mm Range Length, Ø2.0mm Carbide Ball on Ø1.4mm Steel Stem X 9.0mm E.W.L. [Stylus is Electrically Conductive - Resistance is less than 0.1 Ohms - Compatible for use in Job Contact or Electrical Discharge Machining EDM Touch Probe Applications] | 2.2 | 33
840-2L | CMM Replacement Stylus | M4 Thds, 20.0mm Range Length, Ø2.0mm Carbide Ball on Ø1.5mm Carbide Stem X 10.0mm E.W.L. [Stylus is Electrically Conductive - Resistance is less than 0.1 Ohms - Compatible for use in Job Contact or Electrical Discharge Machining EDM Touch Probe Applications] | 2.3 | 53.25
840-2R | CMM Replacement Stylus | M4 Thds, 20.0mm Range Length, Ø2.0mm Ruby Ball on Ø1.4mm Steel Stem X 9.0mm E.W.L. | 2.1 | 36.5
840-2RL | CMM Replacement Stylus | M4 Thds, 20.0mm Range Length, Ø2.0mm Ruby Ball on Ø1.5mm Carbide Stem X 10.0mm E.W.L. | 2.3 | 57.75
840-3 | CMM Replacement Stylus | M4 Thds, 20.0mm Range Length, Ø3.0mm Carbide Ball on Ø1.75mm Tapered Steel Stem X 15.0mm E.W.L. [Stylus is Electrically Conductive - Resistance is less than 0.1 Ohms - Compatible for use in Job Contact or Electrical Discharge Machining EDM Touch Probe Applications] | 2 | 34
840-3L | CMM Replacement Stylus | M4 Thds, 20.0mm Range Length, Ø3.0mm Carbide Ball on Ø2.0mm Carbide Stem X 10.0mm E.W.L. [Stylus is Electrically Conductive - Resistance is less than 0.1 Ohms - Compatible for use in Job Contact or Electrical Discharge Machining EDM Touch Probe Applications] | 2.7 | 54.5
840-3R | CMM Replacement Stylus | M4 Thds, 20.0mm Range Length, Ø3.0mm Ruby Ball on Ø1.75mm Tapered Steel Stem X 15.0mm E.W.L. | 1.8 | 37.5
840-3RL | CMM Replacement Stylus | M4 Thds, 20.0mm Range Length, Ø3.0mm Ruby Ball on Ø2.0mm Carbide Stem X 10.0mm E.W.L. | 2.6 | 58.75
840-4 | CMM Replacement Stylus | M4 Thds, 20.0mm Range Length, Ø4.0mm Carbide Ball on Ø3.10mm Steel Stem X 15.0mm E.W.L. [Stylus is Electrically Conductive - Resistance is less than 0.1 Ohms - Compatible for use in Job Contact or Electrical Discharge Machining EDM Touch Probe Applications] | 2.6 | 36.25
840-4L | CMM Replacement Stylus | M4 Thds, 20.0mm Range Length, Ø4.0mm Carbide Ball on Ø2.0mm Carbide Stem X 10.0mm E.W.L. [Stylus is Electrically Conductive - Resistance is less than 0.1 Ohms - Compatible for use in Job Contact or Electrical Discharge Machining EDM Touch Probe Applications] | 3 | 54.5
840-4R | CMM Replacement Stylus | M4 Thds, 20.0mm Range Length, Ø4.0mm Ruby Ball on Ø3.10mm Steel Stem X 15.0mm E.W.L. | 2.3 | 40.25
840-4RL | CMM Replacement Stylus | M4 Thds, 20.0mm Range Length, Ø4.0mm Ruby Ball on Ø2.0mm Carbide Stem X 10.0mm E.W.L. | 2.7 | 58.75
840-5 | CMM Replacement Stylus | M4 Thds, 20.0mm Range Length, Ø5.0mm Carbide Ball on Ø3.60mm Steel Stem X 15.0mm E.W.L. [Stylus is Electrically Conductive - Resistance is less than 0.1 Ohms - Compatible for use in Job Contact or Electrical Discharge Machining EDM Touch Probe Applications] | 3.4 | 38.75
840-5L | CMM Replacement Stylus | M4 Thds, 20.0mm Range Length, Ø5.0mm Carbide Ball on Ø2.4mm Carbide Stem X 10.0mm E.W.L. [Stylus is Electrically Conductive - Resistance is less than 0.1 Ohms - Compatible for use in Job Contact or Electrical Discharge Machining EDM Touch Probe Applications] | 3.7 | 55.5
840-5R | CMM Replacement Stylus | M4 Thds, 20.0mm Range Length, Ø5.0mm Ruby Ball on Ø3.60mm Steel Stem X 15.0mm E.W.L. | 2.6 | 41.25
840-5RL | CMM Replacement Stylus | M4 Thds, 20.0mm Range Length, Ø5.0mm Ruby Ball on Ø2.4mm Carbide Stem X 10.0mm E.W.L. | 3 | 60
840-6 | CMM Replacement Stylus | M4 Thds, 20.0mm Range Length, Ø6.0mm Carbide Ball on Ø4.60mm Steel Stem X 16.0mm E.W.L. [Stylus is Electrically Conductive - Resistance is less than 0.1 Ohms - Compatible for use in Job Contact or Electrical Discharge Machining EDM Touch Probe Applications] | 4.6 | 41
840-6L | CMM Replacement Stylus | M4 Thds, 20.0mm Range Length, Ø6.0mm Carbide Ball on Ø2.4mm Carbide Stem X 10.0mm E.W.L. [Stylus is Electrically Conductive - Resistance is less than 0.1 Ohms - Compatible for use in Job Contact or Electrical Discharge Machining EDM Touch Probe Applications] | 4.4 | 56.5
840-6R | CMM Replacement Stylus | M4 Thds, 20.0mm Range Length, Ø6.0mm Ruby Ball on Ø4.60mm Steel Stem X 16.0mm E.W.L. | 3.4 | 45
840-6RL | CMM Replacement Stylus | M4 Thds, 20.0mm Range Length, Ø6.0mm Ruby Ball on Ø2.4mm Carbide Stem X 10.0mm E.W.L. | 3.2 | 61
840-8 | CMM Replacement Stylus | M4 Thds, 20.0mm Range Length, Ø8.0mm Carbide Ball on Ø6.1mm Steel Stem X 16.5mm E.W.L. [Stylus is Electrically Conductive - Resistance is less than 0.1 Ohms - Compatible for use in Job Contact or Electrical Discharge Machining EDM Touch Probe Applications] | 8.1 | 47.5
840-8R | CMM Replacement Stylus | M4 Thds, 20.0mm Range Length, Ø8.0mm Ruby Ball on Ø6.1mm Steel Stem X 16.5mm E.W.L. | 5.2 | 65
840-RA7 | Right Angle CMM Stylus Adaptor | M4 Thds, 90° Right Angle Adaptor; Adjustable 360° Rotation, 7.0mm Offset Length X 10.31mm Over-All Length | 5.2 | 47.5
841-5 | CMM Replacement Stylus | M4 Thds, 10.0mm Range Length, Ø5.0mm Carbide Ball on Ø3.00mm Steel Stem X 5.0mm E.W.L. [Stylus is Electrically Conductive - Resistance is less than 0.1 Ohms - Compatible for use in Job Contact or Electrical Discharge Machining EDM Touch Probe Applications] | 2.5 | 37.25
841-5R | CMM Replacement Stylus | M4 Thds, 10.0mm Range Length, Ø5.0mm Ruby Ball on Ø3.00mm Steel Stem X 5.0mm E.W.L. | 1.8 | 41.25
842-5 | CMM Replacement Stylus | M4 Thds, 20.0mm Range Length, Ø5.0mm Carbide Ball on Ø3.00mm Steel Stem X 15.0mm E.W.L. [Stylus is Electrically Conductive - Resistance is less than 0.1 Ohms - Compatible for use in Job Contact or Electrical Discharge Machining EDM Touch Probe Applications] | 3 | 37.25
842-5R | CMM Replacement Stylus | M4 Thds, 20.0mm Range Length, Ø5.0mm Ruby Ball on Ø3.00mm Steel Stem X 15.0mm E.W.L. | 2.3 | 41.25
843-3RL | CMM Replacement Stylus | M4 Thds, 30.0mm Range Length, Ø3.0mm Ruby Ball on Ø2.0mm Carbide Stem X 20.0mm E.W.L. | 3 | 61.25
843-4R-2CS | CMM Replacement Stylus | M4 Thds, 30.0mm Range Length, Ø4.0mm Ruby Ball on Ø2.0mm Ceramic Stem X 20.0mm E.W.L. | 2.4 | 46
843-4RL | CMM Replacement Stylus | M4 Thds, 30.0mm Range Length, Ø4.0mm Ruby Ball on Ø2.0mm Carbide Stem X 20.0mm E.W.L. | 3.5 | 62.25
843-5 | CMM Replacement Stylus | M4 Thds, 30.0mm Range Length, Ø5.0mm Carbide Ball on Ø3.00mm Steel Stem X 25.0mm E.W.L. [Stylus is Electrically Conductive - Resistance is less than 0.1 Ohms - Compatible for use in Job Contact or Electrical Discharge Machining EDM Touch Probe Applications] | 3.6 | 39.75
843-5R | CMM Replacement Stylus | M4 Thds, 30.0mm Range Length, Ø5.0mm Ruby Ball on Ø3.00mm Steel Stem X 25.0mm E.W.L. | 2.9 | 44
844-2L | CMM Replacement Stylus | M4 Thds, 50.0mm Range Length, Ø2.0mm Carbide Ball on Ø1.5mm Carbide Stem X 40.0mm E.W.L. [Stylus is Electrically Conductive - Resistance is less than 0.1 Ohms - Compatible for use in Job Contact or Electrical Discharge Machining EDM Touch Probe Applications] | 3.1 | 60
844-2RL | CMM Replacement Stylus | M4 Thds, 50.0mm Range Length, Ø2.0mm Ruby Ball on Ø1.5mm Carbide Stem X 40.0mm E.W.L. | 3 | 63.25
844-3L | CMM Replacement Stylus | M4 Thds, 50.0mm Range Length, Ø3.0mm Carbide Ball on Ø2.0mm Carbide Stem X 40.0mm E.W.L. [Stylus is Electrically Conductive - Resistance is less than 0.1 Ohms - Compatible for use in Job Contact or Electrical Discharge Machining EDM Touch Probe Applications] | 4.1 | 60
844-3RL | CMM Replacement Stylus | M4 Thds, 50.0mm Range Length, Ø3.0mm Ruby Ball on Ø2.0mm Carbide Stem X 40.0mm E.W.L. | 4 | 63.25
844-4L | CMM Replacement Stylus | M4 Thds, 50.0mm Range Length, Ø4.0mm Carbide Ball on Ø2.0mm Carbide Stem X 40.0mm E.W.L. [Stylus is Electrically Conductive - Resistance is less than 0.1 Ohms - Compatible for use in Job Contact or Electrical Discharge Machining EDM Touch Probe Applications] | 4.3 | 61
844-4RL | CMM Replacement Stylus | M4 Thds, 50.0mm Range Length, Ø4.0mm Ruby Ball on Ø2.0mm Carbide Stem X 40.0mm E.W.L. | 4 | 64.5
844-5L | CMM Replacement Stylus | M4 Thds, 50.0mm Range Length, Ø5.0mm Carbide Ball on Ø2.4mm Carbide Stem X 40.0mm E.W.L. [Stylus is Electrically Conductive - Resistance is less than 0.1 Ohms - Compatible for use in Job Contact or Electrical Discharge Machining EDM Touch Probe Applications] | 5.7 | 62
844-5RL | CMM Replacement Stylus | M4 Thds, 50.0mm Range Length, Ø5.0mm Ruby Ball on Ø2.4mm Carbide Stem X 40.0mm E.W.L. | 5 | 65.75
844-6L | CMM Replacement Stylus | M4 Thds, 50.0mm Range Length, Ø6.0mm Carbide Ball on Ø2.4mm Carbide Stem X 40.0mm E.W.L. [Stylus is Electrically Conductive - Resistance is less than 0.1 Ohms - Compatible for use in Job Contact or Electrical Discharge Machining EDM Touch Probe Applications] | 6.3 | 62
844-6RL | CMM Replacement Stylus | M4 Thds, 50.0mm Range Length, Ø6.0mm Ruby Ball on Ø2.4mm Carbide Stem X 40.0mm E.W.L. | 5.2 | 65.75
850 | CMM Replacement Star Stylus Center | 5 Way Adjustable Star Stylus Center, for use with M4 Threaded Styli, No Male Mounting Thread or Center Post Mount, 15.0mm Span X 15.0mm Long with Vertical Thru Hole for Center Stylus Mounting | 11 | 74.5
851 | CMM Replacement Stylus Knuckle | Steel Knuckle Adaptor - Articulated Joint; M4 Male Thds to M3 Female Thds, Adjustable 180° Rotation, 21.0mm Long | 4.1 | 60
852 | CMM Replacement Stylus Knuckle | Steel Knuckle - Articulated Joint; M4 Thds, Adjustable 180° Rotation, 21.0mm Long | 4 | 60
853 | CMM Replacement Stylus Adaptor | Steel Adaptor - M5 Male Threads to M4 Female Threads X 9.0mm Long | 3.6 | 19.25
854 | CMM Replacement Stylus Adaptor | Steel Adaptor - M4 Male Threads to M5 Female Threads X 10.0mm Long | 6.1 | 19.25
855 | CMM Replacement Stylus Adaptor | Steel Adaptor - M4X0.5 Male Threads (for DEA TF6 / TF8 Touch Probes) to M4X0.7 Female Threads X 10.0mm Long | 2.6 | 19.25
860-.5R | CMM Replacement Star Stylus | M2 Thds, 4 Way Adjustable Star Stylus with Center Post, 20.0mm Working Diameter with Ø.5mm Ruby Styli | 0.8 | 260
860-.5RCS | CMM Replacement Stylus | M2 Thds, 18.5mm Range Length, Ø.5mm Ruby Ball on Ø.38mm Carbide Stem X 7.0mm E.W.L., Extended Threads, Can be used as Common Center Stylus for Carbide Probes Part Numbers 830 & 860 Series Star Styli in Place of Center Post; and is Compatible with Part Numbers 278 & 819, (Adjustable Stylus Centers) | 0.4 | 105.25
860-1R | CMM Replacement Star Stylus | M2 Thds, 4 Way Adjustable Star Stylus with Center Post, 20.0mm Working Diameter with Ø1.0mm Ruby Styli | 1 | 180.25
860-1RCS | CMM Replacement Stylus | M2 Thds, 18.5mm Range Length, Ø1.0mm Ruby Ball on Ø.79mm Carbide Stem X 11.0mm E.W.L., Extended Threads, Can be used as Common Center Stylus for Carbide Probes Part Numbers 830 & 860 Series Star Styli in Place of Center Post; and is Compatible with Part Numbers 278 & 819, (Adjustable Stylus Centers) | 0.4 | 54.5
9202-E100 | CMM Replacement Stylus Extension | Carbon Fiber Shaft Extension, M2 Thds, Ø3.2mm Diameter X 100.0mm Long | 1.6 | 78.25
9202-E30 | CMM Replacement Stylus Extension | Carbon Fiber Shaft Extension, M2 Thds, Ø3.2mm Diameter X 30.0mm Long | 1.1 | 56
9202-E40 | CMM Replacement Stylus Extension | Carbon Fiber Shaft Extension, M2 Thds, Ø3.2mm Diameter X 40.0mm Long | 1.1 | 61
9202-E50 | CMM Replacement Stylus Extension | Carbon Fiber Shaft Extension, M2 Thds, Ø3.2mm Diameter X 50.0mm Long | 1.2 | 68.5
9202-E75 | CMM Replacement Stylus Extension | Carbon Fiber Shaft Extension, M2 Thds, Ø3.2mm Diameter X 75.0mm Long | 1.4 | 69.5
92100-4R | CMM Replacement Stylus | M2 Thds, 100.0mm Range Length, Ø4.0mm Ruby Ball on Ø3.18mm Dia. Carbon Fiber Stem X 100.0mm E.W.L. | 1.4 | 110
92100-5R | CMM Replacement Stylus | M2 Thds, 100.0mm Range Length, Ø5.0mm Ruby Ball on Ø3.18mm Dia. Carbon Fiber Stem X 100.0mm E.W.L. | 1.5 | 145
92100-6R | CMM Replacement Stylus | M2 Thds, 100.0mm Range Length, Ø6.0mm Ruby Ball on Ø3.18mm Dia. Carbon Fiber Stem X 100.0mm E.W.L. | 1.8 | 165
9230-3R | CMM Replacement Stylus | M2 Thds, 30.0mm Range Length, Ø3.0mm Ruby Ball on Ø2.38mm Dia. Carbon Fiber Stem X 25.0mm E.W.L. | 0.5 | 65
9230-3R-2CFS | CMM Replacement Stylus | M2 Thds, 30.0mm Range Length, Ø3.0mm Ruby Ball on Ø2.0mm Carbon Fiber Stem X 22.5mm E.W.L. | 0.5 | 65
9230-4R | CMM Replacement Stylus | M2 Thds, 30.0mm Range Length, Ø4.0mm Ruby Ball on Ø3.18mm Dia. Carbon Fiber Stem X 30.0mm E.W.L. | 0.8 | 68
9230-4R-2CFS | CMM Replacement Stylus | M2 Thds, 30.0mm Range Length, Ø4.0mm Ruby Ball on Ø2.0mm Carbon Fiber Stem X 22.5mm E.W.L. | 0.8 | 68
9230-5R | CMM Replacement Stylus | M2 Thds, 30.0mm Range Length, Ø5.0mm Ruby Ball on Ø3.18mm Dia. Carbon Fiber Stem X 30.0mm E.W.L. | 0.9 | 100
9230-6R | CMM Replacement Stylus | M2 Thds, 30.0mm Range Length, Ø6.0mm Ruby Ball on Ø3.18mm Dia. Carbon Fiber Stem X 30.0mm E.W.L. | 1.2 | 105
9240-3R | CMM Replacement Stylus | M2 Thds, 40.0mm Range Length, Ø3.0mm Ruby Ball on Ø2.38mm Dia. Carbon Fiber Stem X 35.0mm E.W.L. | 0.6 | 75
9240-3R-2CFS | CMM Replacement Stylus | M2 Thds, 40.0mm Range Length, Ø3.0mm Ruby Ball on Ø2.0mm Carbon Fiber Stem X 32.5mm E.W.L. | 0.6 | 75
9240-4R | CMM Replacement Stylus | M2 Thds, 40.0mm Range Length, Ø4.0mm Ruby Ball on Ø3.18mm Dia. Carbon Fiber Stem X 40.0mm E.W.L. | 0.9 | 78
9240-4R-2CFS | CMM Replacement Stylus | M2 Thds, 40.0mm Range Length, Ø4.0mm Ruby Ball on Ø2.0mm Carbon Fiber Stem X 32.5mm E.W.L. | 0.6 | 78
9240-5R | CMM Replacement Stylus | M2 Thds, 40.0mm Range Length, Ø5.0mm Ruby Ball on Ø3.18mm Dia. Carbon Fiber Stem X 40.0mm E.W.L. | 1 | 115.25
9240-6R | CMM Replacement Stylus | M2 Thds, 40.0mm Range Length, Ø6.0mm Ruby Ball on Ø3.18mm Dia. Carbon Fiber Stem X 40.0mm E.W.L. | 1.2 | 126
9250-3R | CMM Replacement Stylus | M2 Thds, 50.0mm Range Length, Ø3.0mm Ruby Ball on Ø2.38mm Dia. Carbon Fiber Stem X 43.7mm E.W.L. | 0.7 | 80
9250-3R-2CFS | CMM Replacement Stylus | M2 Thds, 50.0mm Range Length, Ø3.0mm Ruby Ball on Ø2.0mm Carbon Fiber Stem X 42.5mm E.W.L. | 0.6 | 80
9250-4R | CMM Replacement Stylus | M2 Thds, 50.0mm Range Length, Ø4.0mm Ruby Ball on Ø3.18mm Dia. Carbon Fiber Stem X 50.0mm E.W.L. | 1 | 85
9250-4R-2CFS | CMM Replacement Stylus | M2 Thds, 50.0mm Range Length, Ø4.0mm Ruby Ball on Ø2.0mm Carbon Fiber Stem X 42.5mm E.W.L. | 0.7 | 85
9250-5R | CMM Replacement Stylus | M2 Thds, 50.0mm Range Length, Ø5.0mm Ruby Ball on Ø3.18mm Dia. Carbon Fiber Stem X 50.0mm E.W.L. | 1.1 | 105
9250-6R | CMM Replacement Stylus | M2 Thds, 50.0mm Range Length, Ø6.0mm Ruby Ball on Ø3.18mm Dia. Carbon Fiber Stem X 50.0mm E.W.L. | 1.3 | 110
9275-4R | CMM Replacement Stylus | M2 Thds, 75.0mm Range Length, Ø4.0mm Ruby Ball on Ø3.18mm Dia. Carbon Fiber Stem X 75.0mm E.W.L. | 1.2 | 95
9275-4R-2CFS | CMM Replacement Stylus | M2 Thds, 75.0mm Range Length, Ø4.0mm Ruby Ball on Ø2.0mm Carbon Fiber Stem X 67.5mm E.W.L. | 0.8 | 95
9275-5R | CMM Replacement Stylus | M2 Thds, 75.0mm Range Length, Ø5.0mm Ruby Ball on Ø3.18mm Dia. Carbon Fiber Stem X 75.0mm E.W.L. | 1.3 | 130
9275-6R | CMM Replacement Stylus | M2 Thds, 75.0mm Range Length, Ø6.0mm Ruby Ball on Ø3.18mm Dia. Carbon Fiber Stem X 75.0mm E.W.L. | 1.5 | 135
9303-E100 | CMM Replacement Stylus Extension | Carbon Fiber Shaft Extension, M3 Thds, Ø4.0mm Diameter X 100.0mm Long | 2.5 | 105
9303-E50 | CMM Replacement Stylus Extension | Carbon Fiber Shaft Extension, M3 Thds, Ø4.0mm Diameter X 50.0mm Long | 1.9 | 95
9303-E75 | CMM Replacement Stylus Extension | Carbon Fiber Shaft Extension, M3 Thds, Ø4.0mm Diameter X 75.0mm Long | 2.3 | 100
93100-10R | CMM Replacement Stylus | M3 Thds, 100.0mm Range Length, Ø10.0mm Ruby Ball on Ø4.0mm Dia. Carbon Fiber Stem X 100.0mm E.W.L. | 4.2 | 230
93100-12R | CMM Replacement Stylus | M3 Thds, 100.0mm Range Length, Ø12.0mm Ruby Ball on Ø4.0mm Dia. Carbon Fiber Stem X 100.0mm E.W.L. | 5.8 | 270
93100-6R | CMM Replacement Stylus | M3 Thds, 100.0mm Range Length, Ø6.0mm Ruby Ball on Ø4.0mm Dia. Carbon Fiber Stem X 100.0mm E.W.L. | 2.5 | 150
93100-8R | CMM Replacement Stylus | M3 Thds, 100.0mm Range Length, Ø8.0mm Ruby Ball on Ø4.0mm Dia. Carbon Fiber Stem X 100.0mm E.W.L. | 3.2 | 180
93150-10R | CMM Replacement Stylus | M3 Thds, 150.0mm Range Length, Ø10.0mm Ruby Ball on Ø4.0mm Dia. Carbon Fiber Stem X 150.0mm E.W.L. | 5 | 255
93150-12R | CMM Replacement Stylus | M3 Thds, 150.0mm Range Length, Ø12.0mm Ruby Ball on Ø4.0mm Dia. Carbon Fiber Stem X 150.0mm E.W.L. | 6.7 | 295
93200-10R | CMM Replacement Stylus | M3 Thds, 200.0mm Range Length, Ø10.0mm Ruby Ball on Ø4.0mm Dia. Carbon Fiber Stem X 200.0mm E.W.L. | 5.3 | 285
93200-12R | CMM Replacement Stylus | M3 Thds, 200.0mm Range Length, Ø12.0mm Ruby Ball on Ø4.0mm Dia. Carbon Fiber Stem X 200.0mm E.W.L. | 7.3 | 295
9350-3R | CMM Replacement Stylus | M3 Thds, 50.0mm Range Length, Ø3.0mm Ruby Ball on Ø2.38mm Dia. Carbon Fiber Stem X 42.5mm E.W.L. | 0.9 | 115
9350-3R-2CFS | CMM Replacement Stylus | M3 Thds, 50.0mm Range Length, Ø3.0mm Ruby Ball on Ø2.0mm Carbon Fiber Stem X 42.5mm E.W.L. | 0.8 | 115
9350-4R | CMM Replacement Stylus | M3 Thds, 50.0mm Range Length, Ø4.0mm Ruby Ball on Ø2.38mm Dia. Carbon Fiber Stem X 42.5mm E.W.L. | 1 | 120
9350-4R-2CFS | CMM Replacement Stylus | M3 Thds, 50.0mm Range Length, Ø4.0mm Ruby Ball on Ø2.0mm Carbon Fiber Stem X 42.5mm E.W.L. | 0.9 | 120
9350-5R | CMM Replacement Stylus | M3 Thds, 50.0mm Range Length, Ø5.0mm Ruby Ball on Ø2.38mm Dia. Carbon Fiber Stem X 42.5mm E.W.L. | 1.1 | 130
9375-10R | CMM Replacement Stylus | M3 Thds, 75.0mm Range Length, Ø10.0mm Ruby Ball on Ø4.0mm Dia. Carbon Fiber Stem X 75.0mm E.W.L. | 4 | 225
9375-6R | CMM Replacement Stylus | M3 Thds, 75.0mm Range Length, Ø6.0mm Ruby Ball on Ø4.0mm Dia. Carbon Fiber Stem X 75.0mm E.W.L. | 2.3 | 145
9375-8R | CMM Replacement Stylus | M3 Thds, 75.0mm Range Length, Ø8.0mm Ruby Ball on Ø4.0mm Dia. Carbon Fiber Stem X 75.0mm E.W.L. | 3 | 170
9403-E100 | CMM Stylus Extension/Adaptor | Carbon Fiber Shaft Extension/Adaptor, M4 Male Thds to M3 Female Thds, Ø7.0mm Body Diameter Stepped to Ø4.0mm Shaft Diameter X 100.0mm Long | 5.2 | 128.5
9403-E50 | CMM Stylus Extension/Adaptor | Carbon Fiber Shaft Extension/Adaptor, M4 Male Thds to M3 Female Thds, Ø7.0mm Body Diameter Stepped to Ø4.0mm Shaft Diameter X 50.0mm Long | 4.4 | 98
9403-E75 | CMM Stylus Extension/Adaptor | Carbon Fiber Shaft Extension/Adaptor, M4 Male Thds to M3 Female Thds, Ø7.0mm Body Diameter Stepped to Ø4.0mm Shaft Diameter X 75.0mm Long | 5 | 111
9404-E100 | CMM Replacement Stylus Extension | Carbon Fiber Shaft Extension; M4 Thds, Ø7.0mm Diameter X 100.0mm Long | 6.4 | 132.25
9404-E30 | CMM Replacement Stylus Extension | Carbon Fiber Shaft Extension; M4 Thds, Ø7.0mm Diameter X 30.0mm Long | 4.4 | 89.25
9404-E50 | CMM Replacement Stylus Extension | Carbon Fiber Shaft Extension; M4 Thds, Ø7.0mm Diameter X 50.0mm Long | 5 | 101.25
94100-5R | CMM Replacement Stylus | M4 Thds, 100.0mm Range Length, Ø5.0mm Ruby Ball on Ø4.0mm Dia. Carbon Fiber Stem X 83.5mm E.W.L. | 5.1 | 115
94100-6R | CMM Replacement Stylus | M4 Thds, 100.0mm Range Length, Ø6.0mm Ruby Ball on Ø4.76mm Dia. Carbon Fiber Stem X 83.5mm E.W.L. | 5.5 | 120
94100-8R | CMM Replacement Stylus | M4 Thds, 100.0mm Range Length, Ø8.0mm Ruby Ball on Ø4.76mm Dia. Carbon Fiber Stem X 83.5mm E.W.L. | 7.4 | 180
94100-L6R | CMM Replacement Stylus | M4 Thds, 100.0mm Range Length, Ø6.0mm Ruby Ball on Ø4.76mm Carbon Fiber Stem X 83.5mm E.W.L., Extended Threaded Center Stylus for use with Carbide Probes Part No. 850 - Adjustable Star Center | 6.1 | 184
94150-5R | CMM Replacement Stylus | M4 Thds, 150.0mm Range Length, Ø5.0mm Ruby Ball on Ø4.0mm Dia. Carbon Fiber Stem X 133.5mm E.W.L. | 5.9 | 125
94150-6R | CMM Replacement Stylus | M4 Thds, 150.0mm Range Length, Ø6.0mm Ruby Ball on Ø4.76mm Dia. Carbon Fiber Stem X 133.5mm E.W.L. | 6.3 | 130
94150-8R | CMM Replacement Stylus | M4 Thds, 150.0mm Range Length, Ø8.0mm Ruby Ball on Ø4.76mm Dia. Carbon Fiber Stem X 133.5mm E.W.L. | 8.2 | 190
94150-L6R | CMM Replacement Stylus | M4 Thds, 150.0mm Range Length, Ø6.0mm Ruby Ball on Ø4.76mm Carbon Fiber Stem X 133.5mm E.W.L., Extended Threaded Center Stylus for use with Carbide Probes Part No. 850 - Adjustable Star Center | 8.4 | 213.25
94200-6R | CMM Replacement Stylus | M4 Thds, 200.0mm Range Length, Ø6.0mm Ruby Ball on Ø4.76mm Dia. Carbon Fiber Stem X 183.5mm E.W.L. | 7.1 | 140
94200-8R | CMM Replacement Stylus | M4 Thds, 200.0mm Range Length, Ø8.0mm Ruby Ball on Ø4.76mm Dia. Carbon Fiber Stem X 183.5mm E.W.L. | 8.6 | 200
94300-6R | CMM Replacement Stylus | M4 Thds, 300.0mm Range Length, Ø6.0mm Ruby Ball on Ø4.76mm Dia. Carbon Fiber Stem X 283.5mm E.W.L. | 8.9 | 190
94300-8R | CMM Replacement Stylus | M4 Thds, 300.0mm Range Length, Ø8.0mm Ruby Ball on Ø4.76mm Dia. Carbon Fiber Stem X 283.5mm E.W.L. | 11.1 | 250
9450-5R | CMM Replacement Stylus | M4 Thds, 50.0mm Range Length, Ø5.0mm Ruby Ball on Ø4.0mm Dia. Carbon Fiber Stem X 33.5mm E.W.L. | 4.6 | 85
9450-6R | CMM Replacement Stylus | M4 Thds, 50.0mm Range Length, Ø6.0mm Ruby Ball on Ø4.76mm Dia. Carbon Fiber Stem X 33.5mm E.W.L. | 4.7 | 105
9450-8R | CMM Replacement Stylus | M4 Thds, 50.0mm Range Length, Ø8.0mm Ruby Ball on Ø4.76mm Dia. Carbon Fiber Stem X 33.5mm E.W.L. | 5.3 | 165
9450-L6R | CMM Replacement Stylus | M4 Thds, 50.0mm Range Length, Ø6.0mm Ruby Ball on Ø4.76mm Carbon Fiber Stem X 33.5mm E.W.L., Extended Threaded Center Stylus for use with Carbide Probes Part No. 850 - Adjustable Star Center | 6.3 | 110.75
95100-10R | CMM Replacement Stylus | M5 Thds, 100.0mm Range Length, Ø10.0mm Ruby Ball on Ø6.35mm Dia. Carbon Fiber Stem X 87.0mm E.W.L. | 9.9 | 219.5
95100-6R | CMM Replacement Stylus | M5 Thds, 100.0mm Range Length, Ø6.0mm Ruby Ball on Ø4.0mm Dia. Carbon Fiber Stem X 89.0mm E.W.L. | 5.1 | 142
95100-8R | CMM Replacement Stylus | M5 Thds, 100.0mm Range Length, Ø8.0mm Ruby Ball on Ø6.35mm Dia. Carbon Fiber Stem X 87.0mm E.W.L. | 9 | 208.25
95150-10R | CMM Replacement Stylus | M5 Thds, 150.0mm Range Length, Ø10.0mm Ruby Ball on Ø6.35mm Dia. Carbon Fiber Stem X 137.0mm E.W.L. | 12 | 289.25
95150-6R | CMM Replacement Stylus | M5 Thds, 150.0mm Range Length, Ø6.0mm Ruby Ball on Ø4.0mm Dia. Carbon Fiber Stem X 139.0mm E.W.L. | 8.7 | 246.25
95150-8R | CMM Replacement Stylus | M5 Thds, 150.0mm Range Length, Ø8.0mm Ruby Ball on Ø6.35mm Dia. Carbon Fiber Stem X 137.0mm E.W.L. | 10.7 | 264.5
95200-10R | CMM Replacement Stylus | M5 Thds, 200.0mm Range Length, Ø10.0mm Ruby Ball on Ø6.35mm Dia. Carbon Fiber Stem X 187.0mm E.W.L. | 14 | 385.5
95200-6R | CMM Replacement Stylus | M5 Thds, 200.0mm Range Length, Ø6.0mm Ruby Ball on Ø4.0mm Dia. Carbon Fiber Stem X 189.0mm E.W.L. | 6.6 | 356.75
95200-8R | CMM Replacement Stylus | M5 Thds, 200.0mm Range Length, Ø8.0mm Ruby Ball on Ø6.35mm Dia. Carbon Fiber Stem X 187.0mm E.W.L. | 12.8 | 363
95300-10R | CMM Replacement Stylus | M5 Thds, 300.0mm Range Length, Ø10.0mm Ruby Ball on Ø6.35mm Dia. Carbon Fiber Stem X 287.0mm E.W.L. | 17.5 | 491
95300-6R | CMM Replacement Stylus | M5 Thds, 300.0mm Range Length, Ø6.0mm Ruby Ball on Ø4.0mm Dia. Carbon Fiber Stem X 289.0mm E.W.L. | 8 | 461.5
95300-8R | CMM Replacement Stylus | M5 Thds, 300.0mm Range Length, Ø8.0mm Ruby Ball on Ø6.35mm Dia. Carbon Fiber Stem X 287.0mm E.W.L. | 16.7 | 467.75
9550-10R | CMM Replacement Stylus | M5 Thds, 50.0mm Range Length, Ø10.0mm Ruby Ball on Ø6.35mm Dia. Carbon Fiber Stem X 37.0mm E.W.L. | 8.1 | 197
9550-6R | CMM Replacement Stylus | M5 Thds, 50.0mm Range Length, Ø6.0mm Ruby Ball on Ø4.0mm Dia. Carbon Fiber Stem X 39.0mm E.W.L. | 4.5 | 95.25
9550-8R | CMM Replacement Stylus | M5 Thds, 50.0mm Range Length, Ø8.0mm Ruby Ball on Ø6.35mm Dia. Carbon Fiber Stem X 37.0mm E.W.L. | 7.1 | 185.75
9575-10R | CMM Replacement Stylus | M5 Thds, 75.0mm Range Length, Ø10.0mm Ruby Ball on Ø6.35mm Dia. Carbon Fiber Stem X 62.0mm E.W.L. | 9 | 208.25
9575-6R | CMM Replacement Stylus | M5 Thds, 75.0mm Range Length, Ø6.0mm Ruby Ball on Ø4.0mm Dia. Carbon Fiber Stem X 64.0mm E.W.L. | 5 | 117.25
9575-8R | CMM Replacement Stylus | M5 Thds, 75.0mm Range Length, Ø8.0mm Ruby Ball on Ø6.35mm Dia. Carbon Fiber Stem X 62.0mm E.W.L. | 8 | 197
CP1486 | Single End 'C' Spanner Wrench | Spanner Wrench For CMM Touch Probes | 4.4 | 22.75
CP3932 | Double End 'C' Spanner Wrench | Spanner Wrench For CMM Touch Probes | 2.8 | 25.25
CPDM45502 | Replacement Carbide Contracer Stylus | Tungsten Carbide, 12° Tip Angle One Sided Cut with 25 Micron Radius, 26.0mm Length Replacement Stylus For Zeiss/Accretech/TSK Contour Measurement Systems (Zeiss/Accretech/TSK Part No. DM45502 ¦ 625006-3093-000) | 2.9 | 282.75
CPDM45505 | Replacement Carbide Contracer Stylus | Tungsten Carbide, 24° Included Conical Tip Angle with 25 Micron Radius, 26.0mm Length Replacement Stylus for Zeiss/Accretech/TSK Contour Measurement Systems (Zeiss/Accretech/TSK Part No. DM45505 ¦ 625006-3096-000) | 3.1 | 222.75
CPF-062 | Replacement Stylus For Faro Arm | M6 Thds, Ø.0625" Carbide Ball X 1.812" Range Length | 33 | 105.25
CPF-062D | Replacement Stylus For Faro Arm | Plastic Tipped, Non Marring, Stylus; M6 Thds, Ø.0625" Delrin Ball X 1.812" Range Length | 32.9 | 99
CPF-062R | Replacement Stylus For Faro Arm | M6 Thds, Ø.0625" Ruby Ball X 1.812" Range Length | 32.8 | 117.25
CPF-125 | Replacement Stylus For Faro Arm | M6 Thds, Ø.1250" Carbide Ball X 1.812" Range Length | 33.2 | 108
CPF-125D | Replacement Stylus For Faro Arm | Plastic Tipped, Non Marring, Stylus; M6 Thds, Ø.1250" Delrin Ball X 1.812" Range Length | 32.8 | 101.25
CPF-125R | Replacement Stylus For Faro Arm | M6 Thds, Ø.1250" Ruby Ball X 1.812" Range Length | 33 | 120.25
CPF-250 | Replacement Stylus For Faro Arm | M6 Thds, Ø.2500" Carbide Ball X 1.812" Range Length | 34.1 | 110
CPF-250D | Replacement Stylus For Faro Arm | Plastic Tipped, Non Marring, Stylus; M6 Thds, Ø.2500" Delrin Ball X 1.812" Range Length | 32.3 | 104
CPF-250R | Replacement Stylus For Faro Arm | M6 Thds, Ø.2500" Ruby Ball X 1.812" Range Length | 32.8 | 122.25
CPF-500 | Replacement Stylus For Faro Arm | M6 Thds, Ø.500" Carbide Ball X 2.00" Range Length | 55.3 | 115.25
CPF-AD2 | Stylus Adaptor For Faro Arm | Steel Adaptor - M6 Male Threads to M2 Female Threads X 1.490" Long | 32.1 | 52.5
CPF-AD2.5 | Stylus Adaptor For Faro Arm | Steel Adaptor - M6 Male Threads to M2.5 Female Threads X 1.490" Long | 32.1 | 52.5
CPF-AD3 | Stylus Adaptor For Faro Arm | Steel Adaptor - M6 Male Threads to M3 Female Threads X 1.490" Long | 32 | 52.5
CPF-AD38 | Stylus Adaptor For Faro Arm | Steel Adaptor - M6 Male Threads to 3/8-24 UNF Female Threads X 1.00" Long | 35 | 52.5
CPF-AD4 | Stylus Adaptor For Faro Arm | Steel Adaptor - M6 Male Threads to M4 Female Threads X 1.490" Long | 31.8 | 52.5
CPF-AD4-48 | Stylus Adaptor For Faro Arm | Steel Adaptor - M6 Male Threads to 4-48 UNF Female Threads X 1.490" Long | 32 | 52.5
CPF-AD5 | Stylus Adaptor For Faro Arm | Steel Adaptor - M6 Male Threads to M5 Female Threads X 1.490" Long | 44.1 | 52.5
CPF-AD6 | Stylus Adaptor For Faro Arm | Steel Adaptor - 3/8-24 UNF Male Threads to M6 X 1.0 Female Threads X 1.00" Long | 38.9 | 52.5
CPF-E2000 | Stylus Extension For Faro Arm | Steel Extension - M6 Threads X 2.00" Long | 75.7 | 57.25
CPF-E3000 | Stylus Extension For Faro Arm | Steel Extension - M6 Threads X 3.00" Long | 75.6 | 62
CPF-E4000 | Stylus Extension For Faro Arm | Steel Extension - M6 Threads X 4.00" Long | 181.4 | 67.25
CPF-E6000 | Stylus Extension For Faro Arm | Steel Extension - M6 Threads X 6.00" Long | 232 | 72
CPM354884 | Carbide Contracer Stylus | Tungsten Carbide, 12° Tip Angle One-Sided Cut with 25 Micron Radius, 20.0mm Length, Replacement Stylus For Mitutoyo Contracers Replaces Mitutoyo Part No 354884 (SPH-71) | 2.2 | 245
CPM6850286 | Carbide Contracer Stylus | Tungsten Carbide, 12° Tip Angle One-Sided Cut with 25 Micron Radius, 33.0mm Length, Replacement Stylus for MarSurf Tracing Arms Replaces Mahr Part No. 6850286 | 3.4 | 336.75
CPM6850289 | Carbide Contracer Stylus | Tungsten Carbide, 12° Tip Angle One-Sided Cut with 25 Micron Radius, 20.5mm Length, Replacement Stylus for MarSurf Tracing Arms Replaces Mahr Part No. 6850289 | 1.7 | 360.75
CPM6851517 | Carbide Contracer Stylus | Tungsten Carbide, 12° Tip Angle One-Sided Cut with 25 Micron Radius, 59.5mm Length, Replacement Stylus for MarSurf Tracing Arms Replaces Mahr Part No. 6851517 | 6.9 | 360.75
CPM6851527 | Replacement Contracer Stylus Arm | For Mahr PCV Contour Systems; Offset Arm with Right Angle Carbide Stylus Tip; 100.0mm Length; Replacement for Mahr PCV Tastarm 175-M/8 3MM/19°/25µM Replaces Mahr Part No. 6851527 / 6850005 | 12.4 | 519
CPZ000-0010 | CMM Replacement Stylus Knuckle | Steel Knuckle - Articulated Joint; Adjustable 180° Rotation, M5 Thds, Ø11mm Body Dia. X 36.0mm Long | 25 | 85.75
CPZ000-0011 | CMM Replacement Stylus Extension | Aluminum Extension - M5 Thds, Ø11mm Dia. X 50.0mm Long | 10.9 | 34.5
CPZ000-0012 | CMM Replacement Stylus Extension | Aluminum Extension - M5 Thds, Ø11mm Dia. X 25.0mm Long | 8.2 | 32.25
CPZ000-0015 | CMM Replacement Stylus Adaptor | Rotary Adaptor - Adjustable 360º Rotation, M5 Thds, Ø.735" Dia. X 30.0mm Long | 69 | 136.25
CPZ000-0017 | CMM Replacement Stylus | M5 Thds, Ø25.0mm Carbide Ball, Ø.735" Dia. Steel Body, 35.0mm Long | 181.4 | 195.5
CPZ000-0018 | CMM Replacement Stylus | M5 Thds, Ø20.0mm Carbide Ball, Ø.735" Dia. Steel Body, 35.0mm Long | 100.2 | 150.5
CPZ000-0019 | CMM Replacement Stylus | M5 Thds, Ø15.0mm Carbide Ball, Ø.735" Dia. Steel Body, 35.0mm Long | 72.7 | 104.75
CPZ000-0020 | CMM Replacement Cube Star Stylus | M5 Thds, 5 Way Cube Star Stylus, 45.0mm Working Diameter with Ø1.0mm Ruby Ball Styli | 18.5 | 246.5
CPZ000-0030 | CMM Replacement Cube Star Stylus | M5 Thds, 5 Way Cube Star Stylus, 45.0mm Working Diameter with Ø1.5mm Ruby Ball Styli | 18.8 | 257.25
CPZ000-0040 | CMM Replacement Cube Star Stylus | M5 Thds, 5 Way Cube Star Stylus, 45.0mm Working Diameter with Ø2.0mm Ruby Ball Styli | 19 | 267.75
CPZ000-0050 | CMM Replacement Cube Star Stylus | M5 Thds, 5 Way Cube Star Stylus, 45.0mm Working Diameter with Ø2.5mm Ruby Ball Styli | 18.5 | 300
CPZ000-0060 | CMM Replacement Cube Star Stylus | M5 Thds, 5 Way Cube Star Stylus, 45.0mm Working Diameter with Ø3.5mm Ruby Ball Styli | 19.8 | 310.75
CPZ000-0066 | CMM Replacement Stylus | Light-Weight Titanium Tapered Base, M5 Thds, 55.0mm Range Length, Ø.3mm Ruby Ball on Ø.23mm Carbide Stem X 2.16mm E.W.L. | 10.3 | 115.5
CPZ000-0066C | CMM Replacement Stylus | Light-Weight Titanium Tapered Base, M5 Thds, 55.0mm Range Length, Ø.3mm Carbide Ball on Ø.23mm Carbide Stem X 2.16mm E.W.L. | 10.3 | 91.25
CPZ000-0067 | CMM Replacement Stylus | Light-Weight Titanium Tapered Base, M5 Thds, 55.0mm Range Length, Ø.5mm Ruby Ball on Ø.38mm Carbide Stem X 3.25mm E.W.L. | 10.3 | 105
CPZ000-0067C | CMM Replacement Stylus | Light-Weight Titanium Tapered Base, M5 Thds, 55.0mm Range Length, Ø.5mm Carbide Ball on Ø.38mm Carbide Stem X 3.25mm E.W.L. | 10.3 | 80.5
CPZ000-0068 | CMM Replacement Stylus | Light-Weight Titanium Tapered Base, M5 Thds, 55.0mm Range Length, Ø.6mm Ruby Ball on Ø.48mm Carbide Stem X 4.29mm E.W.L. | 10.3 | 105
CPZ000-0068C | CMM Replacement Stylus | Light-Weight Titanium Tapered Base, M5 Thds, 55.0mm Range Length, Ø.6mm Carbide Ball on Ø.48mm Carbide Stem X 4.29mm E.W.L. | 10.3 | 80.5
CPZ000-0069 | CMM Replacement Stylus | Light-Weight Titanium Tapered Base, M5 Thds, 55.0mm Range Length, Ø.7mm Ruby Ball on Ø.51mm Carbide Stem X 4.34mm E.W.L. | 10.3 | 105
CPZ000-0069C | CMM Replacement Stylus | Light-Weight Titanium Tapered Base, M5 Thds, 55.0mm Range Length, Ø.7mm Carbide Ball on Ø.51mm Carbide Stem X 4.34mm E.W.L. | 10.3 | 80.5
CPZ000-0070 | CMM Replacement Stylus | Light-Weight Titanium Tapered Base, M5 Thds, 55.0mm Range Length, Ø.8mm (Ø.03125") Ruby Ball on Ø.56mm Carbide Stem X 4.37mm E.W.L. | 10.3 | 84.75
CPZ000-0070C | CMM Replacement Stylus | Light-Weight Titanium Tapered Base, M5 Thds, 55.0mm Range Length, Ø.8mm (Ø.03125") Carbide Ball on Ø.56mm Carbide Stem X 4.37mm E.W.L. | 10.3 | 81.75
CPZ000-0071 | CMM Replacement Stylus | Light-Weight Titanium Tapered Base, M5 Thds, 55.0mm Range Length, Ø1.0mm Ruby Ball on Ø.79mm Carbide Stem X 4.0mm E.W.L. | 10.4 | 84.75
CPZ000-0072 | CMM Replacement Stylus | Light-Weight Titanium Tapered Base, M5 Thds, 55.0mm Range Length, Ø1.5mm Ruby Ball on Ø1.0mm Carbide Stem X 5.0mm E.W.L. | 10.6 | 84.75
CPZ000-0073 | CMM Replacement Stylus | Light-Weight Titanium Tapered Base, M5 Thds, 55.0mm Range Length, Ø2.0mm Ruby Ball on Ø1.0mm Carbide Stem X 5.0mm E.W.L. | 10.6 | 84.75
CPZ000-0274 | CMM Replacement Stylus | Light-Weight Titanium Tapered Base, M5 Thds, 55.0mm Range Length, Ø2.5mm Ruby Ball on Ø1.5mm Carbide Stem X 5.0mm E.W.L. | 10.4 | 84.75
CPZ000-0320 | CMM Replacement Stylus | M5 Thds, 20.0mm Range Length, Ø.3mm Ruby Ball on Ø.23mm Carbide Stem X 2.2mm E.W.L. | 5.8 | 99.75
CPZ000-0320C | CMM Replacement Stylus | M5 Thds, 20.0mm Range Length, Ø.3mm Carbide Ball on Ø.23mm Carbide Stem X 2.2mm E.W.L. | 5.8 | 69.75
CPZ000-0375 | CMM Replacement Stylus | Light-Weight Titanium Tapered Base, M5 Thds, 55.0mm Range Length, Ø3.5mm Ruby Ball on Ø1.5mm Carbide Stem X 10.0mm E.W.L. | 10 | 84.75
CPZ000-0520 | CMM Replacement Stylus | M5 Thds, 20.0mm Range Length, Ø.5mm Ruby Ball on Ø.38mm Carbide Stem X 3.25mm E.W.L. | 5.8 | 89.25
CPZ000-0520C | CMM Replacement Stylus | M5 Thds, 20.0mm Range Length, Ø.5mm Carbide Ball on Ø.38mm Carbide Stem X 3.25mm E.W.L. | 5.7 | 59
CPZ000-0620 | CMM Replacement Stylus | M5 Thds, 20.0mm Range Length, Ø.6mm Ruby Ball on Ø.46mm Carbide Stem X 4.29mm E.W.L. | 5.8 | 89.25
CPZ000-0620C | CMM Replacement Stylus | M5 Thds, 20.0mm Range Length, Ø.6mm Carbide Ball on Ø.46mm Carbide Stem X 4.29mm E.W.L. | 5.8 | 59
CPZ000-0720 | CMM Replacement Stylus | M5 Thds, 20.0mm Range Length, Ø.7mm Ruby Ball on Ø.51mm Carbide Stem X 4.34mm E.W.L. | 5.7 | 89.25
CPZ000-0720C | CMM Replacement Stylus | M5 Thds, 20.0mm Range Length, Ø.7mm Carbide Ball on Ø.51mm Carbide Stem X 4.34mm E.W.L. | 5.7 | 59
CPZ000-0820 | CMM Replacement Stylus | M5 Thds, 20.0mm Range Length, Ø.8mm (Ø.03125") Ruby Ball on Ø.56mm Carbide Stem X 4.37mm E.W.L. | 5.7 | 71
CPZ000-0820C | CMM Replacement Stylus | M5 Thds, 20.0mm Range Length, Ø.8mm (Ø.03125") Carbide Ball on Ø.56mm Carbide Stem X 4.37mm E.W.L. | 5.7 | 67.75
CPZ000-1020 | CMM Replacement Stylus | M5 Thds, 20.0mm Range Length, Ø1.0mm Ruby Ball on Ø.71mm Carbide Stem X 4.47mm E.W.L. | 5.7 | 71
CPZ000-1020C | CMM Replacement Stylus | M5 Thds, 20.0mm Range Length, Ø1.0mm Carbide Ball on Ø.71mm Carbide Stem X 4.47mm E.W.L. | 5.7 | 67.75
CPZ000-1025 | CMM Replacement Stylus | M5 Thds, 25.0mm Range Length, Ø1.0mm Ruby Ball on Ø.71mm Carbide Stem X 4.5mm E.W.L. | 5.8 | 71
CPZ000-1030 | CMM Replacement Stylus | M5 Thds, 30.0mm Range Length, Ø1.0mm Ruby Ball on Ø.71mm Carbide Stem X 10.5mm E.W.L. | 6 | 71
CPZ000-1320 | CMM Replacement Stylus | M5 Thds, 20.0mm Range Length, Ø1.35mm Ruby Ball on Ø1.0mm Carbide Stem X 10.5mm E.W.L. | 6 | 60.25
CPZ000-1325 | CMM Replacement Stylus | M5 Thds, 25.0mm Range Length, Ø1.35mm Ruby Ball on Ø1.0mm Carbide Stem X 15.5mm E.W.L. | 5.8 | 60.25
CPZ000-1520 | CMM Replacement Stylus | M5 Thds, 20.0mm Range Length, Ø1.5mm Ruby Ball on Ø1.0mm Carbide Stem X 10.5mm E.W.L. | 5.8 | 58
CPZ000-1525 | CMM Replacement Stylus | M5 Thds, 25.0mm Range Length, Ø1.5mm Ruby Ball on Ø1.0mm Carbide Stem X 15.5mm E.W.L. | 5.8 | 58
CPZ000-1530 | CMM Replacement Stylus | M5 Thds, 30.0mm Range Length, Ø1.5mm Ruby Ball on Ø1.0mm Carbide Stem X 10.5mm E.W.L. | 6.1 | 58
CPZ000-2020 | CMM Replacement Stylus | M5 Thds, 20.0mm Range Length, Ø2.0mm Ruby Ball on Ø1.0mm Carbide Stem X 10.5mm E.W.L. | 5.8 | 58
CPZ000-2025 | CMM Replacement Stylus | M5 Thds, 25.0mm Range Length, Ø2.0mm Ruby Ball on Ø1.0mm Carbide Stem X 15.5mm E.W.L. | 5.9 | 58
CPZ000-2030 | CMM Replacement Stylus | M5 Thds, 30.0mm Range Length, Ø2.0mm Ruby Ball on Ø1.5mm Carbide Stem X 20.5mm E.W.L. | 6.2 | 58
CPZ000-2040 | CMM Replacement Stylus | M5 Thds, 40.0mm Range Length, Ø2.0mm Ruby Ball on Ø1.5mm Carbide Stem X 30.5mm E.W.L. | 6.5 | 58
CPZ000-2520 | CMM Replacement Stylus | M5 Thds, 20.0mm Range Length, Ø2.5mm Ruby Ball on Ø1.5mm Carbide Stem X 10.5mm E.W.L. | 6 | 58
CPZ000-2525 | CMM Replacement Stylus | M5 Thds, 25.0mm Range Length, Ø2.5mm Ruby Ball on Ø1.5mm Carbide Stem X 15.5mm E.W.L. | 6.1 | 58
CPZ000-2530 | CMM Replacement Stylus | M5 Thds, 30.0mm Range Length, Ø2.5mm Ruby Ball on Ø1.5mm Carbide Stem X 20.5mm E.W.L. | 6.2 | 58
CPZ000-8365 | CMM Replacement Stylus Holder | Single 1-Way Stylus Holder, M5 Thds, 10.0mm Long, Ø1.0mm Dia. Hole For Mounting Miniature Non-Threaded Styli | 6.5 | 45.25
CPZ000-8366 | CMM Replacement Stylus Holder | Single 1-Way Stylus Holder, M5 Thds, 10.0mm Long, Ø1.5mm Dia. Hole For Mounting Miniature Non-Threaded Styli | 6.4 | 45.25
CPZ030-8060 | CMM Replacement Stylus | M5 Thds, 32.0mm Range Length, Ø.8mm [Ø.03125"] Ruby Ball on Ø.56mm Carbide Stem X 4.0mm E.W.L. | 7 | 73
CPZ030-8061 | CMM Replacement Stylus | M5 Thds, 32.0mm Range Length, Ø1.0mm Ruby Ball on Ø.79mm Carbide Stem X 4.5mm E.W.L. | 7 | 73
CPZ030-8062 | CMM Replacement Stylus | M5 Thds, 32.0mm Range Length, Ø1.35mm Ruby Ball on Ø1.0mm Carbide Stem X 12.0mm E.W.L. | 7 | 62.25
CPZ030-8063 | CMM Replacement Stylus | M5 Thds, 44.0mm Range Length, Ø1.35mm Ruby Ball on Ø1.0mm Carbide Stem X 19.0mm E.W.L. | 7.6 | 62.25
CPZ030-8064 | CMM Replacement Stylus | M5 Thds, 32.0mm Range Length, Ø1.5mm Ruby Ball on Ø1.0mm Carbide Stem X 12.0mm E.W.L. | 7 | 60.25
CPZ030-8065 | CMM Replacement Stylus | M5 Thds, 44.0mm Range Length, Ø1.5mm Ruby Ball on Ø1.0mm Carbide Stem X 19.0mm E.W.L. | 7.6 | 60.25
CPZ030-8066 | CMM Replacement Stylus | M5 Thds, 32.0mm Range Length, Ø2.0mm Ruby Ball on Ø1.5mm Carbide Stem X 12.0mm E.W.L. | 7.2 | 60.25
CPZ030-8067 | CMM Replacement Stylus | M5 Thds, 44.0mm Range Length, Ø2.0mm Ruby Ball on Ø1.5mm Carbide Stem X 19.0mm E.W.L. | 7.9 | 60.25
CPZ030-8068 | CMM Replacement Stylus | M5 Thds, 58.0mm Range Length, Ø2.0mm Ruby Ball on Ø1.5mm Carbide Stem X 33.0mm E.W.L. | 8.3 | 60.25
CPZ030-8069 | CMM Replacement Stylus | M5 Thds, 32.0mm Range Length, Ø2.5mm Ruby Ball on Ø1.5mm Carbide Stem X 12.0mm E.W.L. | 7.2 | 60.25
CPZ030-8070 | CMM Replacement Stylus | M5 Thds, 44.0mm Range Length, Ø2.5mm Ruby Ball on Ø1.5mm Carbide Stem X 19.0mm E.W.L. | 7.9 | 60.25
CPZ030-8071 | CMM Replacement Stylus | M5 Thds, 58.0mm Range Length, Ø2.5mm Ruby Ball on Ø1.5mm Carbide Stem X 33.0mm E.W.L. | 8.2 | 60.25
CPZ030-9010 | CMM Replacement Stylus | M5 Thds, 25.0mm Range Length, Ø3.0mm Ruby Ball on Ø2.0mm Carbide Stem X 15.5mm E.W.L. | 6.1 | 58
CPZ030-9011 | CMM Replacement Stylus | M5 Thds, 50.0mm Range Length, Ø3.0mm Ruby Ball on Ø2.0mm Carbide Stem X 40.5mm E.W.L. | 7.2 | 58
CPZ030-9012 | CMM Replacement Stylus | M5 Thds, 64.0mm Range Length, Ø4.0mm Ruby Ball on Ø2.0mm Carbide Stem X 54.5mm E.W.L. | 8 | 58
CPZ030-9013 | CMM Replacement Stylus | M5 Thds, 50.0mm Range Length, Ø5.0mm Ruby Ball on Ø3.5mm Steel Stem X 40.0mm E.W.L. | 9.4 | 58
CPZ030-9014 | CMM Replacement Stylus | M5 Thds, 74.0mm Range Length, Ø8.0mm Ruby Ball on Ø6.0mm Steel Stem X 61.0mm E.W.L. | 22.1 | 85.75
CPZ030-9015 | CMM Replacement Stylus | M5 Thds, 75.0mm Range Length, Ø5.0mm Ruby Ball on Ø3.5mm Steel Stem X 65.0mm E.W.L. | 11.2 | 60.25
CPZ030-9016 | CMM Replacement Stylus | M5 Thds, 75.0mm Range Length, Ø8.0mm Ruby Ball on Ø6.0mm Steel Stem X 62.0mm E.W.L. | 22.3 | 85.75
CPZ030-9017 | CMM Replacement Stylus | M5 Thds, 100.0mm Range Length, Ø8.0mm Ruby Ball on Ø6.0mm Steel Stem X 87.0mm E.W.L. | 27.8 | 85.75
CPZ030-9018 | CMM Replacement Stylus | M5 Thds, 118.0mm Range Length, Ø10.0mm Ruby Ball on Ø6.0mm Steel Stem X 105.0mm E.W.L. | 32.5 | 134
CPZ040-1000 | CMM Replacement Stylus for Star | For Carbide Probes Part No. CPZ000-0020 (Cube Star Stylus); Ø7.0mm Diameter Body Ferrule, M5 Thds, 15.0mm Range Length, Ø1.0mm Ruby Ball on Ø.79mm Steel Stem X 4.0mm E.W.L. | 2.2 | 41
CPZ040-1500 | CMM Replacement Stylus for Star | For Carbide Probes Part No. CPZ000-0030 (Cube Star Stylus); Ø7.0mm Diameter Body Ferrule, M5 Thds, 15.0mm Range Length, Ø1.5mm Ruby Ball on Ø1.0mm Steel Stem X 4.0mm E.W.L. | 2.2 | 43
CPZ040-2000 | CMM Replacement Stylus for Star | For Carbide Probes Part No. CPZ000-0040 (Cube Star Stylus); Ø7.0mm Diameter Body Ferrule, M5 Thds, 15.0mm Range Length, Ø2.0mm Ruby Ball on Ø1.6mm Steel Stem X 5.0mm E.W.L. | 2.3 | 45.25
CPZ040-2500 | CMM Replacement Stylus for Star | For Carbide Probes Part No. CPZ000-0050 (Cube Star Stylus); Ø7.0mm Diameter Body Ferrule, M5 Thds, 15.0mm Range Length, Ø2.5mm Ruby Ball on Ø1.6mm Steel Stem X 5.6mm E.W.L. | 2.2 | 51.75
CPZ040-3500 | CMM Replacement Stylus for Star | For Carbide Probes Part No. CPZ000-0060 (Cube Star Stylus); Ø7.0mm Diameter Body Ferrule, M5 Thds, 15.0mm Range Length, Ø3.5mm Ruby Ball on Ø2.79mm Steel Stem X 6.5mm E.W.L. | 2.4 | 53.75
CPZ331-0001 | CMM Replacement Stylus Adaptor | Steel Adaptor for use with Zeiss Analog Universal 3D Probe Heads; M5 Thds, Ø.735" Dia. X 14.0mm Long | 29.4 | 34.5
CPZ331-9094 | CMM Replacement Stylus Adaptor | Steel Rotary Adaptor for use with Zeiss Analog Universal 3D Probe Heads - Adjustable 360º Rotation, M5 Thds, Ø.735" Dia. X 32.0mm Long | 76.9 | 136.25
CPZ331-9096 | CMM Replacement Stylus | For use with Zeiss Analog Universal 3D Probe Heads; M5 Thds, 50.0mm Range Length, Ø3.0mm Ruby Ball on Ø2.0mm Carbide Stem X 21.5mm E.W.L. | 36.1 | 79.5
CPZ331-9097 | CMM Replacement Stylus | For use with Zeiss Analog Universal 3D Probe Heads; M5 Thds, 80.0mm Range Length, Ø8.0mm Ruby Ball on Ø6.0mm Steel Stem X 57.0mm E.W.L. | 47 | 88
CPZ331-9098 | CMM Replacement Stylus | For use with Zeiss Analog Universal 3D Probe Heads; M5 Thds, 115.0mm Range Length, Ø3.0mm Ruby Ball on Ø2.0mm Carbide Stem X 18.0mm E.W.L. | 90.7 | 79.5
CPZ331-9099 | CMM Replacement Stylus | For use with Zeiss Analog Universal 3D Probe Heads; M5 Thds, 115.0mm Range Length, Ø8.0mm Ruby Ball on Ø6.0mm Steel Stem X 56.5mm E.W.L. | 90.7 | 88
CPZ341-0203 | CMM Replacement Disc Stylus | Hardened Steel Disk, Ø30.0mm Spherical Dia. X 3.5mm Disk Depth, Ø8.0mm Dia. Mounting Thru Hole | 9.7 | 101.75
CPZ341-0204 | CMM Replacement Disc Stylus | Hardened Steel Disk, Ø40.0mm Spherical Dia. X 5.0mm Disk Depth, Ø8.0mm Dia. Mounting Thru Hole | 18.8 | 107.25
CPZ341-0205 | CMM Replacement Disc Stylus | Hardened Steel Disk, Ø50.0mm Spherical Dia. X 7.0mm Disk Depth, Ø8.0mm Dia. Mounting Thru Hole | 35.7 | 112.5
CPZ341-0206 | CMM Replacement Disc Stylus | Hardened Steel Disk, Ø60.0mm Spherical Dia. X 8.0mm Disk Depth, Ø8.0mm Dia. Mounting Thru Hole | 41.5 | 123.25
CPZ341-0210 | CMM Replacement Stylus Screw | Mounting/Adaptor Screw, M5 Thds, 13mm Hex Head with M5 Female Thds, 26.0mm Bolt Length | 8 | 18.5
CPZ341-0211 | CMM Replacement Stylus Screw | Mounting/Adaptor Screw, M5 Thds, 13mm Hex Head with M5 Female Thds, 21.0mm Bolt Length | 7.6 | 18.5
CPZ341-0212 | CMM Replacement Stylus Screw | Mounting/Adaptor Screw, M5 Thds, 13mm Hex Head with M5 Female Thds, 10.0mm Bolt Length | 6.2 | 18.5
CPZ341-0213 | CMM Replacement Stylus Screw | Mounting/Adaptor Screw, M5 Thds, 13mm Hex Head with M5 Female Thds, 7.5mm Bolt Length | 5.9 | 18.5
CPZ341-0214 | CMM Replacement Stylus Screw | Mounting/Adaptor Screw, M5 Thds, 13mm Hex Head with M5 Female Thds, 10.0mm Bolt Length | 6.8 | 18.5
CPZ341-0220 | CMM Replacement Stylus Screw | Mounting Socket Head Hex Screw, M5 Thds, Ø8.5mm Dia. Head X 26.0mm Bolt Length | 4.3 | 12
CPZ341-0221 | CMM Replacement Stylus Screw | Mounting Socket Head Hex Screw, M5 Thds, Ø8.5mm Dia. Head X 21.0mm Bolt Length | 4 | 12
CPZ341-0247 | CMM Replacement Stylus Extension | Steel Extension - M5 Thds, Ø.735" Dia. X 25.0mm Long | 51.5 | 32.25
CPZ341-0248 | CMM Replacement Stylus Extension | Steel Extension - M5 Thds, Ø.735" Dia. X 20.0mm Long | 41 | 32.25
CPZ341-0249 | CMM Replacement Stylus Extension | Steel Extension - M5 Thds, Ø.735" Dia. X 10.0mm Long | 19.9 | 32.25
CPZ341-0250 | CMM Replacement Stylus Extension | Steel Extension - M5 Thds, Ø11mm Dia. X 10.0mm Long | 6.2 | 32.25
CPZ341-0251 | CMM Replacement Stylus Extension | Steel Extension - M5 Thds, Ø11mm Dia. X 15.0mm Long | 9.5 | 32.25
CPZ341-0252 | CMM Replacement Stylus Extension | Steel Extension - M5 Thds, Ø11mm Dia. X 20.0mm Long | 13 | 32.25
CPZ341-0253 | CMM Replacement Stylus Extension | Steel Extension - M5 Thds, Ø11mm Dia. X 25.0mm Long | 16 | 32.25
CPZ341-0254 | CMM Replacement Stylus Extension | Steel Extension - M5 Thds, Ø11mm Dia. X 40.0mm Long | 27.6 | 32.25
CPZ341-8090 | CMM Replacement Disc Stylus | Hardened Steel Mounted Disk, Ø10.0mm Spherical Dia. X 3.175mm Disk Depth, 21.5mm Long | 5.5 | 144.75
CPZ341-8095 | CMM Replacement Disc Stylus | Hardened Steel Mounted Disk, Ø15.0mm Spherical Dia. X 3.175mm Disk Depth, 21.5mm Long | 6.6 | 155.5
CPZ341-8261 | CMM Replacement Stylus Extension | Aluminum Extension - M5 Thds, Ø11mm Dia. X 40.0mm Long | 9.8 | 32.25
CPZ341-8262 | CMM Replacement Stylus Extension | Aluminum Extension - M5 Thds, Ø11mm Dia. X 60.0mm Long | 11.9 | 34.5
CPZ341-8263 | CMM Replacement Stylus Extension | Aluminum Extension - M5 Thds, Ø11mm Dia. X 80.0mm Long | 13.7 | 36.5
CPZ341-8264 | CMM Replacement Stylus Extension | Aluminum Extension - M5 Thds, Ø11mm Dia. X 100.0mm Long | 16.3 | 36.5
CPZ341-8265 | CMM Replacement Stylus Extension | Aluminum Extension - M5 Thds, Ø11mm Dia. X 120.0mm Long | 18.4 | 42
CPZ341-8350 | CMM Replacement Stylus Holder | Single 1-Way Stylus Holder, for use with Zeiss Analog Universal 3D Probe Heads; M5 Thds, Ø.733 Dia X 24.0mm Long, with Ø2.0mm Dia. Hole for Mounting Non-Threaded Styli | 6.1 | 56
CPZ341-8351 | CMM Replacement Stylus Holder | Single 1-Way Stylus Holder, for use with Zeiss Analog Universal 3D Probe Heads; M5 Thds, Ø.733 Dia X 24.0mm Long, with Ø3.5mm Dia. Hole for Mounting Non-Threaded Styli | 52.1 | 56
CPZ341-8352 | CMM Replacement Stylus Holder | Single 1-Way Stylus Holder, for use with Zeiss Analog Universal 3D Probe Heads; M5 Thds, Ø.733 Dia X 24.0mm Long, with Ø6.0mm Dia. Hole for Mounting Non-Threaded Styli | 47.35 | 56
CPZ341-8356 | CMM Replacement Stylus Adaptor | Precision Rotary Adaptor - Adjustable 360º Rotation, M5 Thds, Ø.735" Dia. X 25.0mm Long | 46.3 | 160.75
CPZ341-8361 | CMM Replacement Stylus Cube | 5-Way Star Cube, M5 Thds, 15.0mm Square - Aluminum | 7.6 | 53.75
CPZ341-8367 | CMM Replacement Stylus Holder | 5-Way Star Stylus Holder, M5 Thds, 10.0mm Long, with Ø1.0mm Dia. Holes for Mounting Miniature Non-Threaded Styli | 6.1 | 53.75
CPZ341-8368 | CMM Replacement Stylus Holder | 5-Way Star Stylus Holder, M5 Thds, 10.0mm Long, with Ø1.5mm Dia. Holes for Mounting Miniature Non-Threaded Styli | 5.9 | 53.75
CPZ341-8420 | CMM Replacement Stylus Extension | Aluminum Extension - M5 Thds, Ø.735" Dia. X 200.0mm Long | 69.2 | 52.75
CPZ341-8421 | CMM Replacement Stylus Extension | Aluminum Extension - M5 Thds, Ø.735" Dia. X 150.0mm Long | 55.7 | 50.5
CPZ341-8422 | CMM Replacement Stylus Extension | Aluminum Extension - M5 Thds, Ø.735" Dia. X 100.0mm Long | 44.6 | 47.25
CPZ341-8423 | CMM Replacement Stylus Extension | Aluminum Extension - M5 Thds, Ø.735" Dia. X 80.0mm Long | 38.6 | 47.25
CPZ341-8424 | CMM Replacement Stylus Extension | Aluminum Extension - M5 Thds, Ø.735" Dia. X 60.0mm Long | 33.6 | 45.25
CPZ341-8425 | CMM Replacement Stylus Extension | Aluminum Extension - M5 Thds, Ø.735" Dia. X 40.0mm Long | 28 | 45.25
CPZ341-8449C | CMM Replacement Stylus | Non-Threaded Miniature Stylus, 15.0mm Long, Ø1.0mm Dia. Carbide Shank, Ø.2mm Carbide Ball X 2.0mm E.W.L. | 0.2 | 176.75
CPZ341-8450 | CMM Replacement Stylus | Non-Threaded Miniature Stylus, 15.0mm Long, Ø1.0mm Dia. Carbide Shank, Ø.3mm Ruby Ball X 2.0mm E.W.L. | 0.1 | 89.25
CPZ341-8450C | CMM Replacement Stylus | Non-Threaded Miniature Stylus, 15.0mm Long, Ø1.0mm Dia. Carbide Shank, Ø.3mm Carbide Ball X 2.0mm E.W.L. | 0.1 | 61.25
CPZ341-8451 | CMM Replacement Stylus | Non-Threaded Miniature Stylus, 15.0mm Long, Ø1.0mm Dia. Carbide Shank, Ø.5mm Ruby Ball X 3.0mm E.W.L. | 0.1 | 78.75
CPZ341-8451C | CMM Replacement Stylus | Non-Threaded Miniature Stylus, 15.0mm Long, Ø1.0mm Dia. Carbide Shank, Ø.5mm Carbide Ball X 3.0mm E.W.L. | 0.1 | 50.5
CPZ341-8452 | CMM Replacement Stylus | Non-Threaded Miniature Stylus, 15.0mm Long, Ø1.0mm Dia. Carbide Shank, Ø.6mm Ruby Ball X 4.0mm E.W.L. | 0.1 | 78.75
CPZ341-8452C | CMM Replacement Stylus | Non-Threaded Miniature Stylus, 15.0mm Long, Ø1.0mm Dia. Carbide Shank, Ø.6mm Carbide Ball X 4.0mm E.W.L. | 0.1 | 50.5
CPZ341-8453 | CMM Replacement Stylus | Non-Threaded Miniature Stylus, 15.0mm Long, Ø1.0mm Dia. Carbide Shank, Ø.8mm (Ø.03125") Ruby Ball X 4.0mm E.W.L. | 0.1 | 45.25
CPZ341-8453C | CMM Replacement Stylus | Non-Threaded Miniature Stylus, 15.0mm Long, Ø1.0mm Dia. Carbide Shank, Ø.8mm (Ø.03125") Carbide Ball X 4.0mm E.W.L. | 0.1 | 34.5
CPZ341-8454 | CMM Replacement Stylus | Non-Threaded Miniature Stylus, 15.0mm Long, Ø1.0mm Dia. Carbide Shank, Ø1.0mm Ruby Ball X 4.0mm E.W.L. | 0.1 | 45.25
CPZ341-8454C | CMM Replacement Stylus | Non-Threaded Miniature Stylus, 15.0mm Long, Ø1.0mm Dia. Carbide Shank, Ø1.0mm Carbide Ball X 4.0mm E.W.L. | 0.1 | 34.5
CPZ341-8455 | CMM Replacement Stylus | Non-Threaded Miniature Stylus, 15.0mm Long, Ø1.0mm Dia. Carbide Shank, Ø.7mm Ruby Ball X 4.0mm E.W.L. | 0.1 | 78.75
CPZ341-8455C | CMM Replacement Stylus | Non-Threaded Miniature Stylus, 15.0mm Long, Ø1.0mm Dia. Carbide Shank, Ø.7mm Carbide Ball X 4.0mm E.W.L. | 0.1 | 50.5
CPZ341-8500 | CMM Replacement Stylus | Non-Threaded Miniature Stylus, 25.0mm Long, Ø1.0mm Dia. Carbide Shank, Ø1.35mm Ruby Ball | 0.3 | 45.25
CPZ341-8500C | CMM Replacement Stylus | Non-Threaded Miniature Stylus, 25.0mm Long, Ø1.0mm Dia. Carbide Shank, Ø1.35mm Carbide Ball | 0.3 | 43
CPZ341-8501 | CMM Replacement Stylus | Non-Threaded Miniature Stylus, 25.0mm Long, Ø1.0mm Dia. Carbide Shank, Ø1.5mm Ruby Ball | 0.3 | 45.25
CPZ341-8501C | CMM Replacement Stylus | Non-Threaded Miniature Stylus, 25.0mm Long, Ø1.0mm Dia. Carbide Shank, Ø1.5mm Carbide Ball | 0.3 | 34.5
CPZ341-8502 | CMM Replacement Stylus | Non-Threaded Miniature Stylus, 25.0mm Long, Ø1.5mm Dia. Carbide Shank, Ø2.0mm Ruby Ball | 0.6 | 45.25
CPZ341-8502C | CMM Replacement Stylus | Non-Threaded Miniature Stylus, 25.0mm Long, Ø1.5mm Dia. Carbide Shank, Ø2.0mm Carbide Ball | 0.7 | 34.5
CPZ341-8503 | CMM Replacement Stylus | Non-Threaded Miniature Stylus, 25.0mm Long, Ø1.5mm Dia. Carbide Shank, Ø2.5mm Ruby Ball | 0.6 | 45.25
CPZ341-8503C | CMM Replacement Stylus | Non-Threaded Miniature Stylus, 25.0mm Long, Ø1.5mm Dia. Carbide Shank, Ø2.5mm Carbide Ball | 0.7 | 34.5
CPZ341-8504 | CMM Replacement Stylus | Non-Threaded Miniature Stylus, 25.0mm Long, Ø1.0mm Dia. Carbide Shank, Ø1.0mm Ruby Ball X 4.0mm E.W.L. | 0.3 | 45.25
CPZ341-8504C | CMM Replacement Stylus | Non-Threaded Miniature Stylus, 25.0mm Long, Ø1.0mm Dia. Carbide Shank, Ø1.0mm Carbide Ball X 4.0mm E.W.L. | 0.3 | 34.5
CPZ342-8002 | CMM Replacement Stylus Cube | 5-Way Star Cube, M5 Thds, 20.0mm Square - Aluminum | 18.7 | 69.75
CPZ342-8013 | CMM Replacement Stylus | M5 Thds, 53.0mm Range Length, Ø5.0mm Ruby Ball on Ø3.18mm Ceramic Stem X 43.5mm E.W.L. | 6.6 | 61.25
CPZ342-8014 | CMM Replacement Stylus | M5 Thds, 63.5mm Range Length, Ø8.0mm Ruby Ball on Ø4.75mm Ceramic Stem X 56.0mm E.W.L. | 9 | 85.75
CPZ342-8015 | CMM Replacement Stylus | M5 Thds, 114.5mm Range Length, Ø8.0mm Ruby Ball on Ø4.75mm Ceramic Stem X 107.0mm E.W.L. | 11.9 | 85.75
CPZ342-8016 | CMM Replacement Stylus | M5 Thds, 54.0mm Range Length, Ø6.0mm Ruby Ball on Ø3.18mm Ceramic Stem X 44.5mm E.W.L. | 7 | 64.5
CPZ342-8017 | CMM Replacement Stylus | M5 Thds, 55.0mm Range Length, Ø7.0mm Ruby Ball on Ø3.18mm Ceramic Stem X 45.5mm E.W.L. | 7.1 | 73
CPZ342-8018 | CMM Replacement Stylus | M5 Thds, 64.5mm Range Length, Ø9.0mm Ruby Ball on Ø4.75mm Ceramic Stem X 57.0mm E.W.L. | 9 | 134
CPZ342-8019 | CMM Replacement Stylus | M5 Thds, 65.5mm Range Length, Ø10.0mm Ruby Ball on Ø4.75mm Ceramic Stem X 58.0mm E.W.L. | 10.2 | 134
CPZ342-8020 | CMM Replacement Stylus | M5 Thds, 33.5mm Range Length, Ø3.0mm Ruby Ball on Ø2.0mm Carbide Stem X 24.0mm E.W.L. | 6.5 | 58
CPZ342-8021 | CMM Replacement Stylus | M5 Thds, 58.0mm Range Length, Ø3.0mm Ruby Ball on Ø2.0mm Carbide Stem X 48.5mm E.W.L. | 7.6 | 58
CPZ342-8022 | CMM Replacement Stylus | M5 Thds, 53.0mm Range Length, Ø5.0mm Ruby Ball on Ø3.5mm Carbide Stem X 43.5mm E.W.L. | 11.4 | 61.25
CPZ342-8023 | CMM Replacement Stylus | M5 Thds, 63.5mm Range Length, Ø8.0mm Ruby Ball on Ø6.0mm Steel Stem X 56.0mm E.W.L. | 16.8 | 85.75
CPZ342-8024 | CMM Replacement Stylus | M5 Thds, 114.5mm Range Length, Ø8.0mm Ruby Ball on Ø6.0mm Steel Stem X 107.0mm E.W.L. | 28.1 | 85.75
CPZ342-8025 | CMM Replacement Stylus | M5 Thds, 33.5mm Range Length, Ø4.0mm Ruby Ball on Ø2.0mm Carbide Stem X 24.0mm E.W.L. | 6.5 | 58
CPZ342-8026 | CMM Replacement Stylus | M5 Thds, 54.0mm Range Length, Ø6.0mm Ruby Ball on Ø3.5mm Carbide Stem X 44.5mm E.W.L. | 11.6 | 63.25
CPZ342-8027 | CMM Replacement Stylus | M5 Thds, 55.0mm Range Length, Ø7.0mm Ruby Ball on Ø3.5mm Carbide Stem X 45.5mm E.W.L. | 11.8 | 80.5
CPZ342-8028 | CMM Replacement Stylus | M5 Thds, 64.5mm Range Length, Ø9.0mm Ruby Ball on Ø6.0mm Steel Stem X 57.0mm E.W.L. | 17.1 | 134
CPZ342-8029 | CMM Replacement Stylus | M5 Thds, 65.5mm Range Length, Ø10.0mm Ruby Ball on Ø6.0mm Steel Stem X 58.0mm E.W.L. | 17.8 | 134
CPZ342-8114 | CMM Replacement Stylus | M5 Thds, 63.5mm Range Length, Ø8.0mm Ruby Ball on Ø4.75mm Ceramic Stem X 41.5mm E.W.L., Ø.735" Dia. Base | 41 | 88
CPZ342-8115 | CMM Replacement Stylus | M5 Thds, 114.5mm Range Length, Ø8.0mm Ruby Ball on Ø4.75mm Ceramic Stem X 92.5mm E.W.L., Ø.735" Dia. Base | 43.7 | 88
CPZ342-8118 | CMM Replacement Stylus | M5 Thds, 64.5mm Range Length, Ø9.0mm Ruby Ball on Ø4.75mm Ceramic Stem X 42.5mm E.W.L., Ø.735" Dia. Base | 41 | 137.25
CPZ342-8119 | CMM Replacement Stylus | M5 Thds, 65.5mm Range Length, Ø10.0mm Ruby Ball on Ø4.75mm Ceramic Stem X 43.5mm E.W.L., Ø.735" Dia. Base | 42.1 | 137.25
CPZ342-8123 | CMM Replacement Stylus | M5 Thds, 63.5mm Range Length, Ø8.0mm Ruby Ball on Ø6.0mm Steel Stem X 41.5mm E.W.L., Ø.735" Dia. Base | 40.5 | 85.75
CPZ342-8124 | CMM Replacement Stylus | M5 Thds, 114.5mm Range Length, Ø8.0mm Ruby Ball on Ø6.0mm Steel Stem X 92.5mm E.W.L., Ø.735" Dia. Base | 53 | 85.75
CPZ342-8128 | CMM Replacement Stylus | M5 Thds, 64.5mm Range Length, Ø9.0mm Ruby Ball on Ø6.0mm Steel Stem X 42.5mm E.W.L., Ø.735" Dia. Base | 41.3 | 134
CPZ342-8129 | CMM Replacement Stylus | M5 Thds, 65.5mm Range Length, Ø10.0mm Ruby Ball on Ø6.0mm Steel Stem X 43.5mm E.W.L., Ø.735" Dia. Base | 41.8 | 134
CPZ342-9003 | CMM Replacement Stylus Knuckle | Steel Knuckle - Articulated Joint; Adjustable 180° Rotation, M5 Thds, Ø.735" Dia. X 36.0mm Long | 73 | 85.75
DTWRENCH | Dial Test Indicator Wrench | 303 Stainless Steel Disc Ø.500" Dia X .039" Thick with Four Various Width Wrench Slots - Use to Install and Tighten Dial Test Tips into Indicators | 0.9 | 2
HGAD-8100-4-48 | Height Gage Probe Contact Point Adaptor | Steel Adaptor - Ø8.00mm Shank Diameter with 4-48 UNF Female Threads X 100.0mm Long | 38.7 | 35.5
HGAD-8100-M2 | Height Gage Probe Stylus Adaptor | Steel Adaptor - Ø8.00mm Shank Diameter with M2 Female Threads X 100.0mm Long | 37.6 | 35.5
HGAD-8100-M2.5 | Height Gage Probe Contact Point Adaptor | Steel Adaptor - Ø8.00mm Shank Diameter with M2.5 Female Threads X 100.0mm Long | 38.9 | 35.5
HGAD-8100-M3 | Height Gage Probe Stylus Adaptor | Steel Adaptor - Ø8.00mm Shank Diameter with M3 Female Threads X 100.0mm Long | 37.7 | 35.5
HGAD-8100-M4 | Height Gage Probe Stylus Adaptor | Steel Adaptor - Ø8.00mm Shank Diameter with M4 Female Threads X 100.0mm Long | 38.5 | 35.5
HGB-885-1.5C | Ball Tipped Offset Height Gage Probe | Ø1.5mm Carbide Ball on Ø1.0mm Carbide Stem X 10.0mm E.W.L., Ø8.0mm Steel Shank X 85.0mm Long | 24.8 | 165.5
HGB-885-1.5R | Ball Tipped Offset Height Gage Probe | Ø1.5mm Ruby Ball on Ø1.0mm Carbide Stem X 10.0mm E.W.L., Ø8.0mm Steel Shank X 85.0mm Long | 24.9 | 182
HGB-885-1C | Ball Tipped Offset Height Gage Probe | Ø1.0mm Carbide Ball on Ø.8mm Carbide Stem X 7.0mm E.W.L., Ø8.0mm Steel Shank X 85.0mm Long | 25.7 | 165.5
HGB-885-1R | Ball Tipped Offset Height Gage Probe | Ø1.0mm Ruby Ball on Ø.8mm Carbide Stem X 7.0mm E.W.L., Ø8.0mm Steel Shank X 85.0mm Long | 25.7 | 182
HGB-885-2C | Ball Tipped Offset Height Gage Probe | Ø2.0mm Carbide Ball on Ø1.5mm Carbide Stem X 15.0mm E.W.L., Ø8.0mm Steel Shank X 85.0mm Long | 24.1 | 165.5
HGB-885-2R | Ball Tipped Offset Height Gage Probe | Ø2.0mm Ruby Ball on Ø1.5mm Carbide Stem X 15.0mm E.W.L., Ø8.0mm Steel Shank X 85.0mm Long | 23.8 | 182
HGB-885-3C | Ball Tipped Offset Height Gage Probe | Ø3.0mm Carbide Ball on Ø2.0mm Carbide Stem X 18.0mm E.W.L., Ø8.0mm Steel Shank X 85.0mm Long | 23.8 | 165.5
HGB-885-3R | Ball Tipped Offset Height Gage Probe | Ø3.0mm Ruby Ball on Ø2.0mm Carbide Stem X 18.0mm E.W.L., Ø8.0mm Steel Shank X 85.0mm Long | 23.7 | 182
HGB-885-4C | Ball Tipped Offset Height Gage Probe | Ø4.0mm Carbide Ball on Ø2.0mm Carbide Stem X 20.0mm E.W.L., Ø8.0mm Steel Shank X 85.0mm Long | 23.4 | 171
HGB-885-4R | Ball Tipped Offset Height Gage Probe | Ø4.0mm Ruby Ball on Ø2.0mm Carbide Stem X 20.0mm E.W.L., Ø8.0mm Steel Shank X 85.0mm Long | 23 | 187.5
HGB-885-5C | Ball Tipped Offset Height Gage Probe | Ø5.0mm Carbide Ball on Ø3.5mm Stem X 20.0mm E.W.L., Ø8.0mm Steel Shank X 85.0mm Long | 25.5 | 137.75
HGB-885-5R | Ball Tipped Offset Height Gage Probe | Ø5.0mm Ruby Ball on Ø3.5mm Stem X 20.0mm E.W.L., Ø8.0mm Steel Shank X 85.0mm Long | 24.8 | 154.25
HGB-885-6C | Ball Tipped Offset Height Gage Probe | Ø6.0mm Carbide Ball on Ø4.0mm Stem X 25.0mm E.W.L., Ø8.0mm Steel Shank X 85.0mm Long | 25.6 | 148.75
HGB-885-6R | Ball Tipped Offset Height Gage Probe | Ø6.0mm Ruby Ball on Ø4.0mm Stem X 25.0mm E.W.L., Ø8.0mm Steel Shank X 85.0mm Long | 24.34 | 165.5
HGP-885-1.5CYL | Pin Tipped Offset Height Gage Probe | Ø1.5mm Cylindrical Carbide Pin X 13.0mm E.W.L., Ø8.0mm Steel Shank X 85.0mm Long | 24.9 | 193
HGP-885-1CYL | Pin Tipped Offset Height Gage Probe | Ø1.0mm Cylindrical Carbide Pin X 10.0mm E.W.L., Ø8.0mm Steel Shank X 85.0mm Long | 25.5 | 198.5
HGP-885-2CYL | Pin Tipped Offset Height Gage Probe | Ø2.0mm Cylindrical Carbide Pin X 15.0mm E.W.L., Ø8.0mm Steel Shank X 85.0mm Long | 24.5 | 187.5
MH-220C | Ball Tipped Offset Height Gage Probe | Ø1.0mm Carbide Ball on Ø0.8mm Carbide Stem X .276" E.W.L., Ø6.0mm Steel Shank with Flanged Collar Mount, Fits Tesa/B&S Micro-Hite Gages | 15.8 | 159.25
MH-220R | Ball Tipped Offset Height Gage Probe | Ø1.0mm Ruby Ball on Ø0.8mm Carbide Stem X .276" E.W.L., Ø6.0mm Steel Shank with Flanged Collar Mount, Fits Tesa/B&S Micro-Hite Gages | 15.8 | 178.5
MH-221C | Ball Tipped Offset Height Gage Probe | Ø1.5mm Carbide Ball on Ø1.0mm Carbide Stem X .354" E.W.L., Ø6.0mm Steel Shank with Flanged Collar Mount, Fits Tesa/B&S Micro-Hite Gages | 15.2 | 159.25
MH-221R | Ball Tipped Offset Height Gage Probe | Ø1.5mm Ruby Ball on Ø1.0mm Carbide Stem X .354" E.W.L., Ø6.0mm Steel Shank with Flanged Collar Mount, Fits Tesa/B&S Micro-Hite Gages | 15.1 | 178.5
MH-222C | Ball Tipped Offset Height Gage Probe | Ø2.0mm Carbide Ball on Ø1.5mm Carbide Stem X .461" E.W.L., Ø6.0mm Steel Shank with Flanged Collar Mount, Fits Tesa/B&S Micro-Hite Gages | 14.7 | 159.25
MH-222R | Ball Tipped Offset Height Gage Probe | Ø2.0mm Ruby Ball on Ø1.5mm Carbide Stem X .461" E.W.L., Ø6.0mm Steel Shank with Flanged Collar Mount, Fits Tesa/B&S Micro-Hite Gages | 14.6 | 178.5
MH-223C | Ball Tipped Offset Height Gage Probe | Ø3.0mm Carbide Ball on Ø2.0mm Steel Stem X .461" E.W.L., Ø6.0mm Steel Shank with Flanged Collar Mount, Fits Tesa/B&S Micro-Hite Gages | 15.5 | 112.5
MH-223R | Ball Tipped Offset Height Gage Probe | Ø3.0mm Ruby Ball on Ø2.0mm Steel Stem X .461" E.W.L., Ø6.0mm Steel Shank with Flanged Collar Mount, Fits Tesa/B&S Micro-Hite Gages | 15.4 | 135
MH-224C | Ball Tipped Offset Height Gage Probe | Ø5.0mm Carbide Ball on Ø4.0mm Steel Stem X .855" E.W.L., Ø6.0mm Steel Shank with Flanged Collar Mount, Fits Tesa/B&S Micro-Hite Gages | 14.5 | 112.5
MH-224R | Ball Tipped Offset Height Gage Probe | Ø5.0mm Ruby Ball on Ø4.0mm Steel Stem X .855" E.W.L., Ø6.0mm Steel Shank with Flanged Collar Mount, Fits Tesa/B&S Micro-Hite Gages | 13.8 | 135
MHAD-4-48 | Height Gage Probe Contact Point Adaptor | Steel Adaptor - Ø6.00mm Shank Diameter with 4-48 UNF Female Threads X 55.0mm Long; Fits Tesa/B&S Micro-Hite Gages | 11.6 | 35.5
MHAD-M2 | Height Gage Probe Contact Point Adaptor | Steel Adaptor - Ø6.00mm Shank Diameter with M2 Female Threads X 55.0mm Long; Fits Tesa/B&S Micro-Hite Gages | 11.6 | 35.5
MHAD-M2.5 | Height Gage Probe Contact Point Adaptor | Steel Adaptor - Ø6.00mm Shank Diameter with M2.5 Female Threads X 55.0mm Long; Fits Tesa/B&S Micro-Hite Gages | 11.8 | 35.5
MHAD-M3 | Height Gage Probe Contact Point Adaptor | Steel Adaptor - Ø6.00mm Shank Diameter with M3 Female Threads X 55.0mm Long; Fits Tesa/B&S Micro-Hite Gages | 11.4 | 35.5
MHAD-M4 | Height Gage Probe Contact Point Adaptor | Steel Adaptor - Ø6.00mm Shank Diameter with M4 Female Threads X 55.0mm Long; Fits Tesa/B&S Micro-Hite Gages | 11.8 | 35.5
RB.0312 | Ruby Ball - Synthetic Ruby Sapphire | Ø.03125" Diameter, A.F.B.M.A. Grade 10 [Dia. Tolerance ±.0001" - Sphericity Tolerance .00001"] | 0.1 | 4.5
RB.0312H | Ruby Ball - Synthetic Ruby Sapphire | Ø.03125" Diameter, with Drilled Hole Ø.013" Dia. X .015" Deep, A.F.B.M.A. Grade 10 [Dia. Tolerance ±.0001" - Sphericity Tolerance .00001"] | 0.1 | 15.75
RB.0469 | Ruby Ball - Synthetic Ruby Sapphire | Ø.04687" Diameter, A.F.B.M.A. Grade 10 [Dia. Tolerance ±.0001" - Sphericity Tolerance .00001"] | 0.1 | 4.5
RB.0469H | Ruby Ball - Synthetic Ruby Sapphire | Ø.04687" Diameter, with Drilled Hole Ø.018" Dia. X .025" Deep, A.F.B.M.A. Grade 10 [Dia. Tolerance ±.0001" - Sphericity Tolerance .00001"] | 0.1 | 57.25
RB.0625 | Ruby Ball - Synthetic Ruby Sapphire | Ø.0625" Diameter, A.F.B.M.A. Grade 10 [Dia. Tolerance ±.0001" - Sphericity Tolerance .00001"] | 0.1 | 4.5
RB.0625H | Ruby Ball - Synthetic Ruby Sapphire | Ø.0625" Diameter, with Drilled Hole Ø.018" Dia. X .030" Deep, A.F.B.M.A. Grade 10 [Dia. Tolerance ±.0001" - Sphericity Tolerance .00001"] | 0.1 | 15.75
RB.0937 | Ruby Ball - Synthetic Ruby Sapphire | Ø.09375" Diameter, A.F.B.M.A. Grade 10 [Dia. Tolerance ±.0001" - Sphericity Tolerance .00001"] | 0.1 | 8.25
RB.0937H | Ruby Ball - Synthetic Ruby Sapphire | Ø.09375" Diameter, with Drilled Hole Ø.025" Dia. X .045" Deep, A.F.B.M.A. Grade 10 [Dia. Tolerance ±.0001" - Sphericity Tolerance .00001"] | 0.1 | 19.75
RB.1250 | Ruby Ball - Synthetic Ruby Sapphire | Ø.1250" Diameter, A.F.B.M.A. Grade 10 [Dia. Tolerance ±.0001" - Sphericity Tolerance .00001"] | 0.1 | 9.5
RB.1250H | Ruby Ball - Synthetic Ruby Sapphire | Ø.1250" Diameter, with Drilled Hole Ø.031" Dia. X .059" Deep, A.F.B.M.A. Grade 10 [Dia. Tolerance ±.0001" - Sphericity Tolerance .00001"] | 0.1 | 21
RB.1562 | Ruby Ball - Synthetic Ruby Sapphire | Ø.15625" Diameter, A.F.B.M.A. Grade 10 [Dia. Tolerance ±.0001" - Sphericity Tolerance .00001"] | 0.2 | 10.75
RB.1562H | Ruby Ball - Synthetic Ruby Sapphire | Ø.15625" Diameter, with Drilled Hole Ø.059" Dia. X .080" Deep, A.F.B.M.A. Grade 10 [Dia. Tolerance ±.0001" - Sphericity Tolerance .00001"] | 0.2 | 24.75
RB.1875 | Ruby Ball - Synthetic Ruby Sapphire | Ø.1875" Diameter, A.F.B.M.A. Grade 10 [Dia. Tolerance ±.0001" - Sphericity Tolerance .00001"] | 0.3 | 12
RB.1875H | Ruby Ball - Synthetic Ruby Sapphire | Ø.1875" Diameter, with Drilled Hole Ø.059" Dia. X .080" Deep, A.F.B.M.A. Grade 10 [Dia. Tolerance ±.0001" - Sphericity Tolerance .00001"] | 0.2 | 33.25
RB.2187 | Ruby Ball - Synthetic Ruby Sapphire | Ø.21875" Diameter, A.F.B.M.A. Grade 10 [Dia. Tolerance ±.0001" - Sphericity Tolerance .00001"] | 0.4 | 10.75
RB.2187H | Ruby Ball - Synthetic Ruby Sapphire | Ø.21875" Diameter, with Drilled Hole Ø.059" Dia. X .100" Deep, A.F.B.M.A. Grade 10 [Dia. Tolerance ±.0001" - Sphericity Tolerance .00001"] | 0.4 | 43.25
RB.2500 | Ruby Ball - Synthetic Ruby Sapphire | Ø.2500" Diameter, A.F.B.M.A. Grade 10 [Dia. Tolerance ±.0001" - Sphericity Tolerance .00001"] | 0.6 | 13.5
RB.2500H | Ruby Ball - Synthetic Ruby Sapphire | Ø.2500" Diameter, with Drilled Hole Ø.059" Dia. X .120" Deep, A.F.B.M.A. Grade 10 [Dia. Tolerance ±.0001" - Sphericity Tolerance .00001"] | 0.5 | 51
RB.2812 | Ruby Ball - Synthetic Ruby Sapphire | Ø.28125" Diameter, A.F.B.M.A. Grade 10 [Dia. Tolerance ±.0001" - Sphericity Tolerance .00001"] | 0.8 | 18.5
RB.2812H | Ruby Ball - Synthetic Ruby Sapphire | Ø.28125" Diameter, with Drilled Hole Ø.078" Dia. X .140" Deep, A.F.B.M.A. Grade 10 [Dia. Tolerance ±.0001" - Sphericity Tolerance .00001"] | 0.7 | 57.25
RB.3125 | Ruby Ball - Synthetic Ruby Sapphire | Ø.3125" Diameter, A.F.B.M.A. Grade 10 [Dia. Tolerance ±.0001" - Sphericity Tolerance .00001"] | 1.1 | 26
RB.3125H | Ruby Ball - Synthetic Ruby Sapphire | Ø.3125" Diameter, with Drilled Hole Ø.078" Dia. X .156" Deep, A.F.B.M.A. Grade 10 [Dia. Tolerance ±.0001" - Sphericity Tolerance .00001"] | 1 | 58.75
RB.3750 | Ruby Ball - Synthetic Ruby Sapphire | Ø.3750" Diameter, A.F.B.M.A. Grade 10 [Dia. Tolerance ±.0001" - Sphericity Tolerance .00001"] | 1.8 | 82.75
RB.3750H | Ruby Ball - Synthetic Ruby Sapphire | Ø.3750" Diameter, with Drilled Hole Ø.098" Dia. X .187" Deep, A.F.B.M.A. Grade 10 [Dia. Tolerance ±.0001" - Sphericity Tolerance .00001"] | 1.7 | 113.5
RB.3MM | Ruby Ball - Synthetic Ruby Sapphire | Ø.3mm Diameter, A.F.B.M.A. Grade 10 [Dia. Tolerance ±.0001" - Sphericity Tolerance .00001"] | 0.1 | 4
RB.5MM | Ruby Ball - Synthetic Ruby Sapphire | Ø.5mm Diameter, A.F.B.M.A. Grade 10 [Dia. Tolerance ±.0001" - Sphericity Tolerance .00001"] | 0.1 | 3
RB.6MM | Ruby Ball - Synthetic Ruby Sapphire | Ø.6mm Diameter, A.F.B.M.A. Grade 10 [Dia. Tolerance ±.0001" - Sphericity Tolerance .00001"] | 0.1 | 3
RB.7MM | Ruby Ball - Synthetic Ruby Sapphire | Ø.7mm Diameter, A.F.B.M.A. Grade 10 [Dia. Tolerance ±.0001" - Sphericity Tolerance .00001"] | 0.1 | 3
RB1.0MM | Ruby Ball - Synthetic Ruby Sapphire | Ø1.0mm Diameter, A.F.B.M.A. Grade 10 [Dia. Tolerance ±.0001" - Sphericity Tolerance .00001"] | 0.1 | 4.5
RB1.0MMH | Ruby Ball - Synthetic Ruby Sapphire | Ø1.0mm Diameter, with Drilled Hole Ø.015" Dia. X .020" Deep, A.F.B.M.A. Grade 10 [Dia. Tolerance ±.0001" - Sphericity Tolerance .00001"] | 0.1 | 5.5
RB1.35MM | Ruby Ball - Synthetic Ruby Sapphire | Ø1.35mm Diameter, A.F.B.M.A. Grade 10 [Dia. Tolerance ±.0001" - Sphericity Tolerance .00001"] | 0.1 | 4.5
RB1.35MMH | Ruby Ball - Synthetic Ruby Sapphire | Ø1.35mm Diameter, with Drilled Hole Ø.018" Dia. X .025" Deep, A.F.B.M.A. Grade 10 [Dia. Tolerance ±.0001" - Sphericity Tolerance .00001"] | 0.1 | 10.75
RB1.5MM | Ruby Ball - Synthetic Ruby Sapphire | Ø1.5mm Diameter, A.F.B.M.A. Grade 10 [Dia. Tolerance ±.0001" - Sphericity Tolerance .00001"] | 0.1 | 4.5
RB1.5MMH | Ruby Ball - Synthetic Ruby Sapphire | Ø1.5mm Diameter, with Drilled Hole Ø.018" Dia. X .030" Deep, A.F.B.M.A. Grade 10 [Dia. Tolerance ±.0001" - Sphericity Tolerance .00001"] | 0.1 | 5.5
RB10.0MM | Ruby Ball - Synthetic Ruby Sapphire | Ø10.0mm Diameter, A.F.B.M.A. Grade 10 [Dia. Tolerance ±.0001" - Sphericity Tolerance .00001"] | 2.1 | 84.25
RB10.0MMH | Ruby Ball - Synthetic Ruby Sapphire | Ø10.0mm Diameter, with Drilled Hole Ø.098" Dia. X .187" Deep, A.F.B.M.A. Grade 10 [Dia. Tolerance ±.0001" - Sphericity Tolerance .00001"] | 2 | 114.5
RB2.0MM | Ruby Ball - Synthetic Ruby Sapphire | Ø2.0mm Diameter, A.F.B.M.A. Grade 10 [Dia. Tolerance ±.0001" - Sphericity Tolerance .00001"] | 0.1 | 4.5
RB2.0MMH | Ruby Ball - Synthetic Ruby Sapphire | Ø2.0mm Diameter, with Drilled Hole Ø.025" Dia. X .040" Deep, A.F.B.M.A. Grade 10 [Dia. Tolerance ±.0001" - Sphericity Tolerance .00001"] | 0.1 | 6.5
RB2.5MM | Ruby Ball - Synthetic Ruby Sapphire | Ø2.5mm Diameter, A.F.B.M.A. Grade 10 [Dia. Tolerance ±.0001" - Sphericity Tolerance .00001"] | 0.1 | 8.25
RB2.5MMH | Ruby Ball - Synthetic Ruby Sapphire | Ø2.5mm Diameter, with Drilled Hole Ø.025" Dia. X .045" Deep, A.F.B.M.A. Grade 10 [Dia. Tolerance ±.0001" - Sphericity Tolerance .00001"] | 0.1 | 9.5
RB3.0MM | Ruby Ball - Synthetic Ruby Sapphire | Ø3.0mm Diameter, A.F.B.M.A. Grade 10 [Dia. Tolerance ±.0001" - Sphericity Tolerance .00001"] | 0.1 | 8.25
RB3.0MMH | Ruby Ball - Synthetic Ruby Sapphire | Ø3.0mm Diameter, with Drilled Hole Ø.031" Dia. X .059" Deep, A.F.B.M.A. Grade 10 [Dia. Tolerance ±.0001" - Sphericity Tolerance .00001"] | 0.1 | 9.5
RB3.5MM | Ruby Ball - Synthetic Ruby Sapphire | Ø3.5mm Diameter, A.F.B.M.A. Grade 10 [Dia. Tolerance ±.0001" - Sphericity Tolerance .00001"] | 0.1 | 10.75
RB3.5MMH | Ruby Ball - Synthetic Ruby Sapphire | Ø3.5mm Diameter, with Drilled Hole Ø.031" Dia. X .059" Deep, A.F.B.M.A. Grade 10 [Dia. Tolerance ±.0001" - Sphericity Tolerance .00001"] | 0.1 | 14.25
RB4.0MM | Ruby Ball - Synthetic Ruby Sapphire | Ø4.0mm Diameter, A.F.B.M.A. Grade 10 [Dia. Tolerance ±.0001" - Sphericity Tolerance .00001"] | 0.2 | 9.5
RB4.0MMH | Ruby Ball - Synthetic Ruby Sapphire | Ø4.0mm Diameter, with Drilled Hole Ø.059" Dia. X .080" Deep, A.F.B.M.A. Grade 10 [Dia. Tolerance ±.0001" - Sphericity Tolerance .00001"] | 0.2 | 12.75
RB5.0MM | Ruby Ball - Synthetic Ruby Sapphire | Ø5.0mm Diameter, A.F.B.M.A. Grade 10 [Dia. Tolerance ±.0001" - Sphericity Tolerance .00001"] | 0.3 | 10.75
RB5.0MMH | Ruby Ball - Synthetic Ruby Sapphire | Ø5.0mm Diameter, with Drilled Hole Ø.059" Dia. X .080" Deep, A.F.B.M.A. Grade 10 [Dia. Tolerance ±.0001" - Sphericity Tolerance .00001"] | 0.3 | 14.25
RB6.0MM | Ruby Ball - Synthetic Ruby Sapphire | Ø6.0mm Diameter, A.F.B.M.A. Grade 10 [Dia. Tolerance ±.0001" - Sphericity Tolerance .00001"] | 0.5 | 12
RB6.0MMH | Ruby Ball - Synthetic Ruby Sapphire | Ø6.0mm Diameter, with Drilled Hole Ø.059" Dia. X .120" Deep, A.F.B.M.A. Grade 10 [Dia. Tolerance ±.0001" - Sphericity Tolerance .00001"] | 0.4 | 18
RB7.0MM | Ruby Ball - Synthetic Ruby Sapphire | Ø7.0mm Diameter, A.F.B.M.A. Grade 10 [Dia. Tolerance ±.0001" - Sphericity Tolerance .00001"] | 0.8 | 15.75
RB7.0MMH | Ruby Ball - Synthetic Ruby Sapphire | Ø7.0mm Diameter, with Drilled Hole Ø.059" Dia. X .120" Deep, A.F.B.M.A. Grade 10 [Dia. Tolerance ±.0001" - Sphericity Tolerance .00001"] | 0.7 | 43.25
RB8.0MM | Ruby Ball - Synthetic Ruby Sapphire | Ø8.0mm Diameter, A.F.B.M.A. Grade 10 [Dia. Tolerance ±.0001" - Sphericity Tolerance .00001"] | 1.1 | 39.75
RB8.0MMH | Ruby Ball - Synthetic Ruby Sapphire | Ø8.0mm Diameter, with Drilled Hole Ø.078" Dia. X .156" Deep, A.F.B.M.A. Grade 10 [Dia. Tolerance ±.0001" - Sphericity Tolerance .00001"] | 1 | 62.5
RB9.0MM | Ruby Ball - Synthetic Ruby Sapphire | Ø9.0mm Diameter, A.F.B.M.A. Grade 10 [Dia. Tolerance ±.0001" - Sphericity Tolerance .00001"] | 1.6 | 43.25
RB9.0MMH | Ruby Ball - Synthetic Ruby Sapphire | Ø9.0mm Diameter, with Drilled Hole Ø.078" Dia. X .156" Deep, A.F.B.M.A. Grade 10 [Dia. Tolerance ±.0001" - Sphericity Tolerance .00001"] | 1.5 | 86.5
SDS-0050 | Surface Defect Ball Scriber Stylus | Straight Style - Ø.0050" ±0.0005" Diameter Carbide Ball on Tapered Stem with Ø.375 Dia. Aluminum Handle, 5.00" O.A.L. | 17.6 | 73.5
SDS-0050-NISTCERT | Surface Defect Ball Scriber Stylus with Certs | Straight Style - Ø.0050" ±0.0005" Diameter Carbide Ball on Tapered Stem with Ø.375 Dia. Aluminum Handle, 5.00" O.A.L. Long-Form NIST Traceable Certification of Calibration per ISO 17025 Accreditation Standards Provided for Carbide Ball Tip Only, and Non-Traceable Certification of Conformity Provided for Entire Part; Scriber Handle Engraved with Matching NIST Certificate Serial Number | 17.6 | 172.25
SDS-0070 | Surface Defect Ball Scriber Stylus | Straight Style - Ø.0070" ±0.0005" Diameter Carbide Ball on Tapered Stem with Ø.375 Dia. Aluminum Handle, 5.00" O.A.L. | 17.6 | 71.5
SDS-0070-NISTCERT | Surface Defect Ball Scriber Stylus with Certs | Straight Style - Ø.0070" ±0.0005" Diameter Carbide Ball on Tapered Stem with Ø.375 Dia. Aluminum Handle, 5.00" O.A.L. Long-Form NIST Traceable Certification of Calibration per ISO 17025 Accreditation Standards Provided for Carbide Ball Tip Only, and Non-Traceable Certification of Conformity Provided for Entire Part; Scriber Handle Engraved with Matching NIST Certificate Serial Number | 17.6 | 170.25
SDS-0100 | Surface Defect Ball Scriber Stylus | Straight Style - Ø.0100" ±0.0005" Diameter Carbide Ball on Tapered Stem with Ø.375 Dia. Aluminum Handle, 5.00" O.A.L. | 17.6 | 68.75
SDS-0100-NISTCERT | Surface Defect Ball Scriber Stylus with Certs | Straight Style - Ø.0100" ±0.0005" Diameter Carbide Ball on Tapered Stem with Ø.375 Dia. Aluminum Handle, 5.00" O.A.L. Long-Form NIST Traceable Certification of Calibration per ISO 17025 Accreditation Standards Provided for Carbide Ball Tip Only, and Non-Traceable Certification of Conformity Provided for Entire Part; Scriber Handle Engraved with Matching NIST Certificate Serial Number | 17.6 | 167.5
SDS-0150 | Surface Defect Ball Scriber Stylus | Straight Style - Ø.0150" ±0.0005" Diameter Carbide Ball on Tapered Stem with Ø.375 Dia. Aluminum Handle, 5.00" O.A.L. | 17.6 | 64.75
SDS-0150-NISTCERT | Surface Defect Ball Scriber Stylus with Certs | Straight Style - Ø.0150" ±0.0005" Diameter Carbide Ball on Tapered Stem with Ø.375 Dia. Aluminum Handle, 5.00" O.A.L. Long-Form NIST Traceable Certification of Calibration per ISO 17025 Accreditation Standards Provided for Carbide Ball Tip Only, and Non-Traceable Certification of Conformity Provided for Entire Part; Scriber Handle Engraved with Matching NIST Certificate Serial Number | 17.6 | 163
SDS-0200 | Surface Defect Ball Scriber Stylus | Straight Style - Ø.0200" ±0.0005" Diameter Carbide Ball on Tapered Stem with Ø.375 Dia. Aluminum Handle, 5.00" O.A.L. | 17.5 | 54.25
SDS-0200-NISTCERT | Surface Defect Ball Scriber Stylus with Certs | Straight Style - Ø.0200" ±0.0005" Diameter Carbide Ball on Tapered Stem with Ø.375 Dia. Aluminum Handle, 5.00" O.A.L. Long-Form NIST Traceable Certification of Calibration per ISO 17025 Accreditation Standards Provided for Carbide Ball Tip Only, and Non-Traceable Certification of Conformity Provided for Entire Part; Scriber Handle Engraved with Matching NIST Certificate Serial Number | 17.5 | 152.25
SDS-0250 | Surface Defect Ball Scriber Stylus | Straight Style - Ø.0250" ±0.0005" Diameter Carbide Ball on Tapered Stem with Ø.375 Dia. Aluminum Handle, 5.00" O.A.L. | 17.5 | 54.25
SDS-0250-NISTCERT | Surface Defect Ball Scriber Stylus with Certs | Straight Style - Ø.0250" ±0.0005" Diameter Carbide Ball on Tapered Stem with Ø.375 Dia. Aluminum Handle, 5.00" O.A.L. Long-Form NIST Traceable Certification of Calibration per ISO 17025 Accreditation Standards Provided for Carbide Ball Tip Only, and Non-Traceable Certification of Conformity Provided for Entire Part; Scriber Handle Engraved with Matching NIST Certificate Serial Number | 17.5 | 152.25
SDS-0300 | Surface Defect Ball Scriber Stylus | Straight Style - Ø.0300" ±0.0005" Diameter Carbide Ball on Tapered Stem with Ø.375 Dia. Aluminum Handle, 5.00" O.A.L. | 17.5 | 54.25
SDS-0300-NISTCERT | Surface Defect Ball Scriber Stylus with Certs | Straight Style - Ø.0300" ±0.0005" Diameter Carbide Ball on Tapered Stem with Ø.375 Dia. Aluminum Handle, 5.00" O.A.L. Long-Form NIST Traceable Certification of Calibration per ISO 17025 Accreditation Standards Provided for Carbide Ball Tip Only, and Non-Traceable Certification of Conformity Provided for Entire Part; Scriber Handle Engraved with Matching NIST Certificate Serial Number | 17.5 | 152.25
SDS-0350 | Surface Defect Ball Scriber Stylus | Straight Style - Ø.0350" ±0.0005" Diameter Carbide Ball on Tapered Stem with Ø.375 Dia. Aluminum Handle, 5.00" O.A.L. | 17.5 | 54.25
SDS-0350-NISTCERT | Surface Defect Ball Scriber Stylus with Certs | Straight Style - Ø.0350" ±0.0005" Diameter Carbide Ball on Tapered Stem with Ø.375 Dia. Aluminum Handle, 5.00" O.A.L. Long-Form NIST Traceable Certification of Calibration per ISO 17025 Accreditation Standards Provided for Carbide Ball Tip Only, and Non-Traceable Certification of Conformity Provided for Entire Part; Scriber Handle Engraved with Matching NIST Certificate Serial Number | 17.5 | 152.25
SDS-0400 | Surface Defect Ball Scriber Stylus | Straight Style - Ø.0400" ±0.0005" Diameter Carbide Ball on Tapered Stem with Ø.375 Dia. Aluminum Handle, 5.00" O.A.L. | 17.5 | 54.25
SDS-0400-NISTCERT | Surface Defect Ball Scriber Stylus with Certs | Straight Style - Ø.0400" ±0.0005" Diameter Carbide Ball on Tapered Stem with Ø.375 Dia. Aluminum Handle, 5.00" O.A.L. Long-Form NIST Traceable Certification of Calibration per ISO 17025 Accreditation Standards Provided for Carbide Ball Tip Only, and Non-Traceable Certification of Conformity Provided for Entire Part; Scriber Handle Engraved with Matching NIST Certificate Serial Number | 17.5 | 152.25
SDS-0450 | Surface Defect Ball Scriber Stylus | Straight Style - Ø.0450" ±0.0005" Diameter Carbide Ball on Tapered Stem with Ø.375 Dia. Aluminum Handle, 5.00" O.A.L. | 17.3 | 54.25
SDS-0450-NISTCERT | Surface Defect Ball Scriber Stylus with Certs | Straight Style - Ø.0450" ±0.0005" Diameter Carbide Ball on Tapered Stem with Ø.375 Dia. Aluminum Handle, 5.00" O.A.L. Long-Form NIST Traceable Certification of Calibration per ISO 17025 Accreditation Standards Provided for Carbide Ball Tip Only, and Non-Traceable Certification of Conformity Provided for Entire Part; Scriber Handle Engraved with Matching NIST Certificate Serial Number | 17.3 | 152.25
SDS-0500 | Surface Defect Ball Scriber | Straight Style - Ø.0500" ±0.0005" Diameter Carbide Ball on Tapered Stem with Ø.375 Dia. Aluminum Handle, 5.00" O.A.L. | 17.7 | 54.25
SDS-0500-NISTCERT | Surface Defect Ball Scriber Stylus with Certs | Straight Style - Ø.0500" ±0.0005" Diameter Carbide Ball on Tapered Stem with Ø.375 Dia. Aluminum Handle, 5.00" O.A.L. Long-Form NIST Traceable Certification of Calibration per ISO 17025 Accreditation Standards Provided for Carbide Ball Tip Only, and Non-Traceable Certification of Conformity Provided for Entire Part; Scriber Handle Engraved with Matching NIST Certificate Serial Number | 17.7 | 152.25
SDS-0600 | Surface Defect Ball Scriber Stylus | Straight Style - Ø.0600" ±0.0005" Diameter Carbide Ball on Tapered Stem with Ø.375 Dia. Aluminum Handle, 5.00" O.A.L. | 17.7 | 54.25
SDS-0600-NISTCERT | Surface Defect Ball Scriber Stylus with Certs | Straight Style - Ø.0600" ±0.0005" Diameter Carbide Ball on Tapered Stem with Ø.375 Dia. Aluminum Handle, 5.00" O.A.L. Long-Form NIST Traceable Certification of Calibration per ISO 17025 Accreditation Standards Provided for Carbide Ball Tip Only, and Non-Traceable Certification of Conformity Provided for Entire Part; Scriber Handle Engraved with Matching NIST Certificate Serial Number | 17.7 | 152.25
SDS-0700 | Surface Defect Ball Scriber Stylus | Straight Style - Ø.0700" ±0.0005" Diameter Carbide Ball on Tapered Stem with Ø.375 Dia. Aluminum Handle, 5.00" O.A.L. | 17.8 | 54.25
SDS-0700-NISTCERT | Surface Defect Ball Scriber Stylus with Certs | Straight Style - Ø.0700" ±0.0005" Diameter Carbide Ball on Tapered Stem with Ø.375 Dia. Aluminum Handle, 5.00" O.A.L. Long-Form NIST Traceable Certification of Calibration per ISO 17025 Accreditation Standards Provided for Carbide Ball Tip Only, and Non-Traceable Certification of Conformity Provided for Entire Part; Scriber Handle Engraved with Matching NIST Certificate Serial Number | 17.8 | 152.25
SDS-0800 | Surface Defect Ball Scriber Stylus | Straight Style - Ø.0800" ±0.0005" Diameter Carbide Ball on Tapered Stem with Ø.375 Dia. Aluminum Handle, 5.00" O.A.L. | 17.9 | 54.25
SDS-0800-NISTCERT | Surface Defect Ball Scriber Stylus with Certs | Straight Style - Ø.0800" ±0.0005" Diameter Carbide Ball on Tapered Stem with Ø.375 Dia. Aluminum Handle, 5.00" O.A.L. Long-Form NIST Traceable Certification of Calibration per ISO 17025 Accreditation Standards Provided for Carbide Ball Tip Only, and Non-Traceable Certification of Conformity Provided for Entire Part; Scriber Handle Engraved with Matching NIST Certificate Serial Number | 17.9 | 152.25
SDS-0900 | Surface Defect Ball Scriber Stylus | Straight Style - Ø.0900" ±0.0005" Diameter Carbide Ball on Tapered Stem with Ø.375 Dia. Aluminum Handle, 5.00" O.A.L. | 17.8 | 54.25
SDS-0900-NISTCERT | Surface Defect Ball Scriber Stylus with Certs | Straight Style - Ø.0900" ±0.0005" Diameter Carbide Ball on Tapered Stem with Ø.375 Dia. Aluminum Handle, 5.00" O.A.L. Long-Form NIST Traceable Certification of Calibration per ISO 17025 Accreditation Standards Provided for Carbide Ball Tip Only, and Non-Traceable Certification of Conformity Provided for Entire Part; Scriber Handle Engraved with Matching NIST Certificate Serial Number | 17.8 | 152.25
SDS-1.0MM | Surface Defect Ball Scriber Stylus | Straight Style - Ø1.0mm ±0.013mm Diameter Carbide Ball on Tapered Stem with Ø.375 Dia. Aluminum Handle, 5.00" O.A.L. | 17.6 | 45.75
SDS-1.0MM-NISTCERT | Surface Defect Ball Scriber Stylus with Certs | Straight Style - Ø1.0mm ±0.013mm Diameter Carbide Ball on Tapered Stem with Ø.375 Dia. Aluminum Handle, 5.00" O.A.L. Long-Form NIST Traceable Certification of Calibration per ISO 17025 Accreditation Standards Provided for Carbide Ball Tip Only, and Non-Traceable Certification of Conformity Provided for Entire Part; Scriber Handle Engraved with Matching NIST Certificate Serial Number | 17.6 | 143.25
SDS-1.5MM | Surface Defect Ball Scriber Stylus | Straight Style - Ø1.5mm ±0.013mm Diameter Carbide Ball on Tapered Stem with Ø.375 Dia. Aluminum Handle, 5.00" O.A.L. | 17.8 | 45.75
SDS-1.5MM-NISTCERT | Surface Defect Ball Scriber Stylus with Certs | Straight Style - Ø1.5mm ±0.013mm Diameter Carbide Ball on Tapered Stem with Ø.375 Dia. Aluminum Handle, 5.00" O.A.L. Long-Form NIST Traceable Certification of Calibration per ISO 17025 Accreditation Standards Provided for Carbide Ball Tip Only, and Non-Traceable Certification of Conformity Provided for Entire Part; Scriber Handle Engraved with Matching NIST Certificate Serial Number | 17.8 | 143.25
SDS-1000 | Surface Defect Ball Scriber Stylus | Straight Style - Ø.1000" ±0.0005" Diameter Carbide Ball on Tapered Stem with Ø.375 Dia. Aluminum Handle, 5.00" O.A.L. | 17.9 | 54.25
SDS-1000-NISTCERT | Surface Defect Ball Scriber Stylus with Certs | Straight Style - Ø.1000" ±0.0005" Diameter Carbide Ball on Tapered Stem with Ø.375 Dia. Aluminum Handle, 5.00" O.A.L. Long-Form NIST Traceable Certification of Calibration per ISO 17025 Accreditation Standards Provided for Carbide Ball Tip Only, and Non-Traceable Certification of Conformity Provided for Entire Part; Scriber Handle Engraved with Matching NIST Certificate Serial Number | 17.9 | 152.25
SDS-1200 | Surface Defect Ball Scriber Stylus | Straight Style - Ø.1200" ±0.0005" Diameter Carbide Ball on Tapered Stem with Ø.375 Dia. Aluminum Handle, 5.00" O.A.L. | 18.6 | 54.25
SDS-1200-NISTCERT | Surface Defect Ball Scriber Stylus with Certs | Straight Style - Ø.1200" ±0.0005" Diameter Carbide Ball on Tapered Stem with Ø.375 Dia. Aluminum Handle, 5.00" O.A.L. Long-Form NIST Traceable Certification of Calibration per ISO 17025 Accreditation Standards Provided for Carbide Ball Tip Only, and Non-Traceable Certification of Conformity Provided for Entire Part; Scriber Handle Engraved with Matching NIST Certificate Serial Number | 18.6 | 152.25
SDS-1600 | Surface Defect Ball Scriber Stylus | Straight Style - Ø.1600" ±0.0005" Diameter Carbide Ball on Tapered Stem with Ø.375 Dia. Aluminum Handle, 5.00" O.A.L. | 19.3 | 54.25
SDS-1600-NISTCERT | Surface Defect Ball Scriber Stylus with Certs | Straight Style - Ø.1600" ±0.0005" Diameter Carbide Ball on Tapered Stem with Ø.375 Dia. Aluminum Handle, 5.00" O.A.L. Long-Form NIST Traceable Certification of Calibration per ISO 17025 Accreditation Standards Provided for Carbide Ball Tip Only, and Non-Traceable Certification of Conformity Provided for Entire Part; Scriber Handle Engraved with Matching NIST Certificate Serial Number | 19.3 | 152.25
SDS-2.0MM | Surface Defect Ball Scriber Stylus | Straight Style - Ø2.0mm ±0.013mm Diameter Carbide Ball on Tapered Stem with Ø.375 Dia. Aluminum Handle, 5.00" O.A.L. | 17.9 | 45.75
SDS-2.0MM-NISTCERT | Surface Defect Ball Scriber Stylus with Certs | Straight Style - Ø2.0mm ±0.013mm Diameter Carbide Ball on Tapered Stem with Ø.375 Dia. Aluminum Handle, 5.00" O.A.L. Long-Form NIST Traceable Certification of Calibration per ISO 17025 Accreditation Standards Provided for Carbide Ball Tip Only, and Non-Traceable Certification of Conformity Provided for Entire Part; Scriber Handle Engraved with Matching NIST Certificate Serial Number | 17.9 | 143.25
SDS-2400 | Surface Defect Ball Scriber Stylus | Straight Style - Ø.2400" ±0.0005" Diameter Carbide Ball on Tapered Stem with Ø.375 Dia. Aluminum Handle, 5.00" O.A.L. | 21 | 77.5
SDS-2400-NISTCERT | Surface Defect Ball Scriber Stylus with Certs | Straight Style - Ø.2400" ±0.0005" Diameter Carbide Ball on Tapered Stem with Ø.375 Dia. Aluminum Handle, 5.00" O.A.L. Long-Form NIST Traceable Certification of Calibration per ISO 17025 Accreditation Standards Provided for Carbide Ball Tip Only, and Non-Traceable Certification of Conformity Provided for Entire Part; Scriber Handle Engraved with Matching NIST Certificate Serial Number | 21 | 176.5
SDS-3.0MM | Surface Defect Ball Scriber Stylus | Straight Style - Ø3.0mm ±0.013mm Diameter Carbide Ball on Tapered Stem with Ø.375 Dia. Aluminum Handle, 5.00" O.A.L. | 18.6 | 54.25
SDS-3.0MM-NISTCERT | Surface Defect Ball Scriber Stylus with Certs | Straight Style - Ø3.0mm ±0.013mm Diameter Carbide Ball on Tapered Stem with Ø.375 Dia. Aluminum Handle, 5.00" O.A.L. Long-Form NIST Traceable Certification of Calibration per ISO 17025 Accreditation Standards Provided for Carbide Ball Tip Only, and Non-Traceable Certification of Conformity Provided for Entire Part; Scriber Handle Engraved with Matching NIST Certificate Serial Number | 18.6 | 152.25
SDSRA-0050 | Surface Defect Ball Scriber Stylus | Right Angle Hooked Style - Ø.0050" ±0.0005" Diameter Carbide Ball on Tapered Stem, 90° Bend X .500" Drop Length, with Ø.375 Dia. Aluminum Handle, 5.00" O.A.L. | 17.9 | 84.5
SDSRA-0050-NISTCERT | Surface Defect Ball Scriber Stylus with Certs | Right Angle Hooked Style - Ø.0050" ±0.0005" Diameter Carbide Ball on Tapered Stem, 90° Bend X .500" Drop Length, with Ø.375 Dia. Aluminum Handle, 5.00" O.A.L. Long-Form NIST Traceable Certification of Calibration per ISO 17025 Accreditation Standards Provided for Carbide Ball Tip Only, and Non-Traceable Certification of Conformity Provided for Entire Part; Scriber Handle Engraved with Matching NIST Certificate Serial Number | 17.9 | 183.75
SDSRA-0070 | Surface Defect Ball Scriber Stylus | Right Angle Hooked Style - Ø.0070" ±0.0005" Diameter Carbide Ball on Tapered Stem, 90° Bend X .500" Drop Length, with Ø.375 Dia. Aluminum Handle, 5.00" O.A.L. | 18 | 82
SDSRA-0070-NISTCERT | Surface Defect Ball Scriber Stylus with Certs | Right Angle Hooked Style - Ø.0070" ±0.0005" Diameter Carbide Ball on Tapered Stem, 90° Bend X .500" Drop Length, with Ø.375 Dia. Aluminum Handle, 5.00" O.A.L. Long-Form NIST Traceable Certification of Calibration per ISO 17025 Accreditation Standards Provided for Carbide Ball Tip Only, and Non-Traceable Certification of Conformity Provided for Entire Part; Scriber Handle Engraved with Matching NIST Certificate Serial Number | 18 | 181
SDSRA-0100 | Surface Defect Ball Scriber Stylus | Right Angle Hooked Style - Ø.0100" ±0.0005" Diameter Carbide Ball on Tapered Stem, 90° Bend X .500" Drop Length, with Ø.375 Dia. Aluminum Handle, 5.00" O.A.L. | 18 | 79
SDSRA-0100-NISTCERT | Surface Defect Ball Scriber Stylus with Certs | Right Angle Hooked Style - Ø.0100" ±0.0005" Diameter Carbide Ball on Tapered Stem, 90° Bend X .500" Drop Length, with Ø.375 Dia. Aluminum Handle, 5.00" O.A.L. Long-Form NIST Traceable Certification of Calibration per ISO 17025 Accreditation Standards Provided for Carbide Ball Tip Only, and Non-Traceable Certification of Conformity Provided for Entire Part; Scriber Handle Engraved with Matching NIST Certificate Serial Number | 18 | 178
SDSRA-0150 | Surface Defect Ball Scriber Stylus | Right Angle Hooked Style - Ø.0150" ±0.0005" Diameter Carbide Ball on Tapered Stem, 90° Bend X .500" Drop Length, with Ø.375 Dia. Aluminum Handle, 5.00" O.A.L. | 18 | 74.75
SDSRA-0150-NISTCERT | Surface Defect Ball Scriber Stylus with Certs | Right Angle Hooked Style - Ø.0150" ±0.0005" Diameter Carbide Ball on Tapered Stem, 90° Bend X .500" Drop Length, with Ø.375 Dia. Aluminum Handle, 5.00" O.A.L. Long-Form NIST Traceable Certification of Calibration per ISO 17025 Accreditation Standards Provided for Carbide Ball Tip Only, and Non-Traceable Certification of Conformity Provided for Entire Part; Scriber Handle Engraved with Matching NIST Certificate Serial Number | 18 | 173.75
SDSRA-0200 | Surface Defect Ball Scriber Stylus | Right Angle Hooked Style - Ø.0200" ±0.0005" Diameter Carbide Ball on Tapered Stem, 90° Bend X .500" Drop Length, with Ø.375 Dia. Aluminum Handle, 5.00" O.A.L. | 17.8 | 64.75
SDSRA-0200-NISTCERT | Surface Defect Ball Scriber Stylus with Certs | Right Angle Hooked Style - Ø.0200" ±0.0005" Diameter Carbide Ball on Tapered Stem, 90° Bend X .500" Drop Length, with Ø.375 Dia. Aluminum Handle, 5.00" O.A.L. Long-Form NIST Traceable Certification of Calibration per ISO 17025 Accreditation Standards Provided for Carbide Ball Tip Only, and Non-Traceable Certification of Conformity Provided for Entire Part; Scriber Handle Engraved with Matching NIST Certificate Serial Number | 17.8 | 163
SDSRA-0250 | Surface Defect Ball Scriber Stylus | Right Angle Hooked Style - Ø.0250" ±0.0005" Diameter Carbide Ball on Tapered Stem, 90° Bend X .500" Drop Length, with Ø.375 Dia. Aluminum Handle, 5.00" O.A.L. | 17.8 | 64.75
SDSRA-0250-NISTCERT | Surface Defect Ball Scriber Stylus with Certs | Right Angle Hooked Style - Ø.0250" ±0.0005" Diameter Carbide Ball on Tapered Stem, 90° Bend X .500" Drop Length, with Ø.375 Dia. Aluminum Handle, 5.00" O.A.L. Long-Form NIST Traceable Certification of Calibration per ISO 17025 Accreditation Standards Provided for Carbide Ball Tip Only, and Non-Traceable Certification of Conformity Provided for Entire Part; Scriber Handle Engraved with Matching NIST Certificate Serial Number | 17.8 | 163
SDSRA-0300 | Surface Defect Ball Scriber Stylus | Right Angle Hooked Style - Ø.0300" ±0.0005" Diameter Carbide Ball on Tapered Stem, 90° Bend X .500" Drop Length, with Ø.375 Dia. Aluminum Handle, 5.00" O.A.L. | 17.8 | 64.75
SDSRA-0300-NISTCERT | Surface Defect Ball Scriber Stylus with Certs | Right Angle Hooked Style - Ø.0300" ±0.0005" Diameter Carbide Ball on Tapered Stem, 90° Bend X .500" Drop Length, with Ø.375 Dia. Aluminum Handle, 5.00" O.A.L. Long-Form NIST Traceable Certification of Calibration per ISO 17025 Accreditation Standards Provided for Carbide Ball Tip Only, and Non-Traceable Certification of Conformity Provided for Entire Part; Scriber Handle Engraved with Matching NIST Certificate Serial Number | 17.8 | 163
SDSRA-0350 | Surface Defect Ball Scriber Stylus | Right Angle Hooked Style - Ø.0350" ±0.0005" Diameter Carbide Ball on Tapered Stem, 90° Bend X .500" Drop Length, with Ø.375 Dia. Aluminum Handle, 5.00" O.A.L. | 17.8 | 64.75
SDSRA-0350-NISTCERT | Surface Defect Ball Scriber Stylus with Certs | Right Angle Hooked Style - Ø.0350" ±0.0005" Diameter Carbide Ball on Tapered Stem, 90° Bend X .500" Drop Length, with Ø.375 Dia. Aluminum Handle, 5.00" O.A.L. Long-Form NIST Traceable Certification of Calibration per ISO 17025 Accreditation Standards Provided for Carbide Ball Tip Only, and Non-Traceable Certification of Conformity Provided for Entire Part; Scriber Handle Engraved with Matching NIST Certificate Serial Number | 17.8 | 163
SDSRA-0400 | Surface Defect Ball Scriber Stylus | Right Angle Hooked Style - Ø.0400" ±0.0005" Diameter Carbide Ball on Tapered Stem, 90° Bend X .500" Drop Length, with Ø.375 Dia. Aluminum Handle, 5.00" O.A.L. | 17.9 | 64.75
SDSRA-0400-NISTCERT | Surface Defect Ball Scriber Stylus with Certs | Right Angle Hooked Style - Ø.0400" ±0.0005" Diameter Carbide Ball on Tapered Stem, 90° Bend X .500" Drop Length, with Ø.375 Dia. Aluminum Handle, 5.00" O.A.L. Long-Form NIST Traceable Certification of Calibration per ISO 17025 Accreditation Standards Provided for Carbide Ball Tip Only, and Non-Traceable Certification of Conformity Provided for Entire Part; Scriber Handle Engraved with Matching NIST Certificate Serial Number | 17.9 | 163
SDSRA-0450 | Surface Defect Ball Scriber Stylus | Right Angle Hooked Style - Ø.0450" ±0.0005" Diameter Carbide Ball on Tapered Stem, 90° Bend X .500" Drop Length, with Ø.375 Dia. Aluminum Handle, 5.00" O.A.L. | 18 | 64.75
SDSRA-0450-NISTCERT | Surface Defect Ball Scriber Stylus with Certs | Right Angle Hooked Style - Ø.0450" ±0.0005" Diameter Carbide Ball on Tapered Stem, 90° Bend X .500" Drop Length, with Ø.375 Dia. Aluminum Handle, 5.00" O.A.L. Long-Form NIST Traceable Certification of Calibration per ISO 17025 Accreditation Standards Provided for Carbide Ball Tip Only, and Non-Traceable Certification of Conformity Provided for Entire Part; Scriber Handle Engraved with Matching NIST Certificate Serial Number | 18 | 163
SDSRA-0500 | Surface Defect Ball Scriber Stylus | Right Angle Hooked Style - Ø.0500" ±0.0005" Diameter Carbide Ball on Tapered Stem, 90° Bend X .500" Drop Length, with Ø.375 Dia. Aluminum Handle, 5.00" O.A.L. | 18.1 | 64.75
SDSRA-0500-NISTCERT | Surface Defect Ball Scriber Stylus with Certs | Right Angle Hooked Style - Ø.0500" ±0.0005" Diameter Carbide Ball on Tapered Stem, 90° Bend X .500" Drop Length, with Ø.375 Dia. Aluminum Handle, 5.00" O.A.L. Long-Form NIST Traceable Certification of Calibration per ISO 17025 Accreditation Standards Provided for Carbide Ball Tip Only, and Non-Traceable Certification of Conformity Provided for Entire Part; Scriber Handle Engraved with Matching NIST Certificate Serial Number | 18.1 | 163
SDSRA-0600 | Surface Defect Ball Scriber Stylus | Right Angle Hooked Style - Ø.0600" ±0.0005" Diameter Carbide Ball on Tapered Stem, 90° Bend X .500" Drop Length, with Ø.375 Dia. Aluminum Handle, 5.00" O.A.L. | 18.2 | 64.75
SDSRA-0600-NISTCERT | Surface Defect Ball Scriber Stylus with Certs | Right Angle Hooked Style - Ø.0600" ±0.0005" Diameter Carbide Ball on Tapered Stem, 90° Bend X .500" Drop Length, with Ø.375 Dia. Aluminum Handle, 5.00" O.A.L. Long-Form NIST Traceable Certification of Calibration per ISO 17025 Accreditation Standards Provided for Carbide Ball Tip Only, and Non-Traceable Certification of Conformity Provided for Entire Part; Scriber Handle Engraved with Matching NIST Certificate Serial Number | 18.2 | 163
SDSRA-0700 | Surface Defect Ball Scriber Stylus | Right Angle Hooked Style - Ø.0700" ±0.0005" Diameter Carbide Ball on Tapered Stem, 90° Bend X .500" Drop Length, with Ø.375 Dia. Aluminum Handle, 5.00" O.A.L. | 18.3 | 64.75
SDSRA-0700-NISTCERT | Surface Defect Ball Scriber Stylus with Certs | Right Angle Hooked Style - Ø.0700" ±0.0005" Diameter Carbide Ball on Tapered Stem, 90° Bend X .500" Drop Length, with Ø.375 Dia. Aluminum Handle, 5.00" O.A.L. Long-Form NIST Traceable Certification of Calibration per ISO 17025 Accreditation Standards Provided for Carbide Ball Tip Only, and Non-Traceable Certification of Conformity Provided for Entire Part; Scriber Handle Engraved with Matching NIST Certificate Serial Number | 18.3 | 163
SDSRA-0800 | Surface Defect Ball Scriber Stylus | Right Angle Hooked Style - Ø.0800" ±0.0005" Diameter Carbide Ball on Tapered Stem, 90° Bend X .500" Drop Length, with Ø.375 Dia. Aluminum Handle, 5.00" O.A.L. | 18.4 | 64.75
SDSRA-0800-NISTCERT | Surface Defect Ball Scriber Stylus with Certs | Right Angle Hooked Style - Ø.0800" ±0.0005" Diameter Carbide Ball on Tapered Stem, 90° Bend X .500" Drop Length, with Ø.375 Dia. Aluminum Handle, 5.00" O.A.L. Long-Form NIST Traceable Certification of Calibration per ISO 17025 Accreditation Standards Provided for Carbide Ball Tip Only, and Non-Traceable Certification of Conformity Provided for Entire Part; Scriber Handle Engraved with Matching NIST Certificate Serial Number | 18.4 | 163
SDSRA-0900 | Surface Defect Ball Scriber Stylus | Right Angle Hooked Style - Ø.0900" ±0.0005" Diameter Carbide Ball on Tapered Stem, 90° Bend X .500" Drop Length, with Ø.375 Dia. Aluminum Handle, 5.00" O.A.L. | 18.6 | 64.75
SDSRA-0900-NISTCERT | Surface Defect Ball Scriber Stylus with Certs | Right Angle Hooked Style - Ø.0900" ±0.0005" Diameter Carbide Ball on Tapered Stem, 90° Bend X .500" Drop Length, with Ø.375 Dia. Aluminum Handle, 5.00" O.A.L. Long-Form NIST Traceable Certification of Calibration per ISO 17025 Accreditation Standards Provided for Carbide Ball Tip Only, and Non-Traceable Certification of Conformity Provided for Entire Part; Scriber Handle Engraved with Matching NIST Certificate Serial Number | 18.6 | 163
SDSRA-1.0MM | Surface Defect Ball Scriber Stylus | Right Angle Hooked Style - Ø1.0mm ±0.013mm Diameter Carbide Ball on Tapered Stem, 90° Bend X .500" Drop Length, with Ø.375 Dia. Aluminum Handle, 5.00" O.A.L. | 18 | 56
SDSRA-1.0MM-NISTCERT | Surface Defect Ball Scriber Stylus with Certs | Right Angle Hooked Style - Ø1.0mm ±0.013mm Diameter Carbide Ball on Tapered Stem, 90° Bend X .500" Drop Length, with Ø.375 Dia. Aluminum Handle, 5.00" O.A.L. Long-Form NIST Traceable Certification of Calibration per ISO 17025 Accreditation Standards Provided for Carbide Ball Tip Only, and Non-Traceable Certification of Conformity Provided for Entire Part; Scriber Handle Engraved with Matching NIST Certificate Serial Number | 18 | 153.75
SDSRA-1.5MM | Surface Defect Ball Scriber Stylus | Right Angle Hooked Style - Ø1.5mm ±0.013mm Diameter Carbide Ball on Tapered Stem, 90° Bend X .500" Drop Length, with Ø.375 Dia. Aluminum Handle, 5.00" O.A.L. | 17.8 | 56
SDSRA-1.5MM-NISTCERT | Surface Defect Ball Scriber Stylus with Certs | Right Angle Hooked Style - Ø1.5mm ±0.013mm Diameter Carbide Ball on Tapered Stem, 90° Bend X .500" Drop Length, with Ø.375 Dia. Aluminum Handle, 5.00" O.A.L. Long-Form NIST Traceable Certification of Calibration per ISO 17025 Accreditation Standards Provided for Carbide Ball Tip Only, and Non-Traceable Certification of Conformity Provided for Entire Part; Scriber Handle Engraved with Matching NIST Certificate Serial Number | 17.8 | 153.75
SDSRA-1000 | Surface Defect Ball Scriber Stylus | Right Angle Hooked Style - Ø.1000" ±0.0005" Diameter Carbide Ball on Tapered Stem, 90° Bend X .500" Drop Length, with Ø.375 Dia. Aluminum Handle, 5.00" O.A.L. | 18.9 | 64.75
SDSRA-1000-NISTCERT | Surface Defect Ball Scriber Stylus with Certs | Right Angle Hooked Style - Ø.1000" ±0.0005" Diameter Carbide Ball on Tapered Stem, 90° Bend X .500" Drop Length, with Ø.375 Dia. Aluminum Handle, 5.00" O.A.L. Long-Form NIST Traceable Certification of Calibration per ISO 17025 Accreditation Standards Provided for Carbide Ball Tip Only, and Non-Traceable Certification of Conformity Provided for Entire Part; Scriber Handle Engraved with Matching NIST Certificate Serial Number | 18.9 | 163
SDSRA-1200 | Surface Defect Ball Scriber Stylus | Right Angle Hooked Style - Ø.1200" ±0.0005" Diameter Carbide Ball on Tapered Stem, 90° Bend X .500" Drop Length, with Ø.375 Dia. Aluminum Handle, 5.00" O.A.L. | 18.8 | 64.75
SDSRA-1200-NISTCERT | Surface Defect Ball Scriber Stylus with Certs | Right Angle Hooked Style - Ø.1200" ±0.0005" Diameter Carbide Ball on Tapered Stem, 90° Bend X .500" Drop Length, with Ø.375 Dia. Aluminum Handle, 5.00" O.A.L. Long-Form NIST Traceable Certification of Calibration per ISO 17025 Accreditation Standards Provided for Carbide Ball Tip Only, and Non-Traceable Certification of Conformity Provided for Entire Part; Scriber Handle Engraved with Matching NIST Certificate Serial Number | 18.8 | 163
SDSRA-1600 | Surface Defect Ball Scriber Stylus | Right Angle Hooked Style - Ø.1600" ±0.0005" Diameter Carbide Ball on Tapered Stem, 90° Bend X .500" Drop Length, with Ø.375 Dia. Aluminum Handle, 5.00" O.A.L. | 20.1 | 64.75
SDSRA-1600-NISTCERT | Surface Defect Ball Scriber Stylus with Certs | Right Angle Hooked Style - Ø.1600" ±0.0005" Diameter Carbide Ball on Tapered Stem, 90° Bend X .500" Drop Length, with Ø.375 Dia. Aluminum Handle, 5.00" O.A.L. Long-Form NIST Traceable Certification of Calibration per ISO 17025 Accreditation Standards Provided for Carbide Ball Tip Only, and Non-Traceable Certification of Conformity Provided for Entire Part; Scriber Handle Engraved with Matching NIST Certificate Serial Number | 20.1 | 163
SDSRA-2.0MM | Surface Defect Ball Scriber Stylus | Right Angle Hooked Style - Ø2.0mm ±0.013mm Diameter Carbide Ball on Tapered Stem, 90° Bend X .500" Drop Length, with Ø.375 Dia. Aluminum Handle, 5.00" O.A.L. | 18.4 | 56
SDSRA-2.0MM-NISTCERT | Surface Defect Ball Scriber Stylus with Certs | Right Angle Hooked Style - Ø2.0mm ±0.013mm Diameter Carbide Ball on Tapered Stem, 90° Bend X .500" Drop Length, with Ø.375 Dia. Aluminum Handle, 5.00" O.A.L. Long-Form NIST Traceable Certification of Calibration per ISO 17025 Accreditation Standards Provided for Carbide Ball Tip Only, and Non-Traceable Certification of Conformity Provided for Entire Part; Scriber Handle Engraved with Matching NIST Certificate Serial Number | 18.4 | 153.75
SDSRA-2400 | Surface Defect Ball Scriber Stylus | Right Angle Hooked Style - Ø.2400" ±0.0005" Diameter Carbide Ball on Tapered Stem, 90° Bend X .500" Drop Length, with Ø.375 Dia. Aluminum Handle, 5.00" O.A.L. | 20.5 | 88
SDSRA-2400-NISTCERT | Surface Defect Ball Scriber Stylus with Certs | Right Angle Hooked Style - Ø.2400" ±0.0005" Diameter Carbide Ball on Tapered Stem, 90° Bend X .500" Drop Length, with Ø.375 Dia. Aluminum Handle, 5.00" O.A.L. Long-Form NIST Traceable Certification of Calibration per ISO 17025 Accreditation Standards Provided for Carbide Ball Tip Only, and Non-Traceable Certification of Conformity Provided for Entire Part; Scriber Handle Engraved with Matching NIST Certificate Serial Number | 20.5 | 187.25
SDSRA-3.0MM | Surface Defect Ball Scriber Stylus | Right Angle Hooked Style - Ø3.0mm ±0.013mm Diameter Carbide Ball on Tapered Stem, 90° Bend X .500" Drop Length, with Ø.375 Dia. Aluminum Handle, 5.00" O.A.L. | 19.1 | 64.75
SDSRA-3.0MM-NISTCERT | Surface Defect Ball Scriber Stylus with Certs | Right Angle Hooked Style - Ø3.0mm ±0.013mm Diameter Carbide Ball on Tapered Stem, 90° Bend X .500" Drop Length, with Ø.375 Dia. Aluminum Handle, 5.00" O.A.L. Long-Form NIST Traceable Certification of Calibration per ISO 17025 Accreditation Standards Provided for Carbide Ball Tip Only, and Non-Traceable Certification of Conformity Provided for Entire Part; Scriber Handle Engraved with Matching NIST Certificate Serial Number | 19.1 | 163
SDTS-B1 | Surface Defect Test Specimen Block | Calibration Test Block for Evaluating Surface Defect Anomalies; Hardened Steel Block with Base; Four Gap Widths of 0.0005", 0.001", 0.002" and 0.003"; Manufactured Complete to Drawing Specifications Long-Form NIST Traceable Certification of Calibration per ISO 17025 Accreditation Standards Provided, Certificate Lists Actual Measured Width Dimension of Each Gap in Block; Block Engraved with Matching NIST Certificate Serial Number; Non-Traceable Certification of Conformity Provided for Entire Block | 1586.5 | 1850
SDTS-B2 | Surface Defect Test Specimen Block | Calibration Test Block for Evaluating Surface Defect Anomalies; Hardened Steel Block with Base; Four Gap Widths of 0.004", 0.006", 0.008" and 0.012"; Manufactured Complete to Drawing Specifications Long-Form NIST Traceable Certification of Calibration per ISO 17025 Accreditation Standards Provided, Certificate Lists Actual Measured Width Dimension of Each Gap in Block; Block Engraved with Matching NIST Certificate Serial Number; Non-Traceable Certification of Conformity Provided for Entire Block | 1586.5 | 1850